## Operating - Pivot
Sum of Total Nameplate Capacity (MW) | Column Labels
Row Labels | MISO | PJM | SPP | WECC | Grand Total
Battery | 43.3 | 346.7 | 15.3 | 7792.7 | 8198
Coal | 34612.5 | 31043.5 | 16832.7 | 17835.4 | 100324.1
Mixed | 31783.8 | 24829.3 | 15087.2 | 34854.9 | 106555.2
Natural Gas | 70185.6 | 94905.8 | 25848.4 | 86939.7 | 277879.5
Nuclear | 10577.8 | 31148 | 2097.3 | 7732.6 | 51555.7
Other | 7935.8 | 10596.2 | 3820.5 | 60898.7 | 83251.2
Petroleum | 2410.9 | 5261 | 1678.7 | 755.3 | 10105.9
Solar | 13080 | 14725.3 | 850.4 | 28346.6 | 57002.3
Wind | 32124.7 | 11043.5 | 33778.1 | 30455.9 | 107402.2
Grand Total | 202754.4 | 223899.3 | 100008.6 | 275611.8 | 802274.1

## Operating Plants
Plant Code | Region | Plant Name | Utility ID | Utility Name | Latitude | Longitude | Street Address | City | State | Zip | County | NERC Region | Balancing Authority Code | Balancing Authority Name | Plant Type | Technologies | Generator Count | Generator IDs | Total Nameplate Capacity (MW) | Total Summer Capacity (MW) | Total Winter Capacity (MW) | Regulatory Status | Sector Name | Grid Voltage (kV) | Utility Entity Type | RTO/ISO LMP Node(s) | Wind Turbine Count | Wind Turbine Manufacturer | Wind Hub Height (ft) | Solar DC Capacity (MW) | Solar Single-Axis Tracking | Solar Bifacial | Storage Capacity (MWh) | Storage Max Charge (MW) | Storage Max Discharge (MW) | Storage Technology | Earliest Operating Year | Earliest Planned Retirement Year
9 | WECC | Copper | 5701 | El Paso Electric Co | 31.7569 | -106.375 | 651 Hawkins Blvd. | El Paso | TX | 79915 | El Paso | WECC | EPE | El Paso Electric Company | Natural Gas | Natural Gas Fired Combustion Turbine | 1 | 1 | 86.9 | 63 | 65 | RE | Electric Utility | 115 | I | [11 empty] | 1980 | 2030
30 | MISO | Madelia | 29305 | City of Madelia - (MN) | 44.0501 | -94.4178 | 24 Abbot Ave. S.W. | City of Madelia | MN | 56062 | Watonwan | MRO | MISO | Midcontinent Independent Transmission System Operator, Inc.. | Petroleum | Petroleum Liquids | 5 | 1; 2; 3; 4; 5 | 11.8 | 10.6 | 11.3 | RE | Electric Utility | 69 | M | [11 empty] | 1954
34 | WECC | Rollins | 13402 | Nevada Irrigation District | 39.1343 | -120.9533 | 15531 Arrow Head Lane | Colfax | CA | 95713 | Placer | WECC | CISO | California Independent System Operator | Other | Conventional Hydroelectric | 1 | 1P | 12.1 | 12.1 | 12.1 | NR | IPP Non-CHP | 60 | P | [11 empty] | 1980
54 | PJM | J K Smith | 5580 | East Kentucky Power Coop, Inc | 37.8833 | -84.1017 | 12145 Irvine Road | Winchester | KY | 40391 | Clark | SERC | PJM | PJM Interconnection, LLC | Natural Gas | Natural Gas Fired Combustion Turbine | 9 | GT1; GT10; GT2; GT3; GT4; GT5; GT6; GT7; GT9 | 1055 | 784 | 989 | RE | Electric Utility | 138 | C | 1123180710; 1123180711; 1123180712; 1123180713; 1123180714; 1123180715; 1123180716; 1123180717; 1123180718 | [10 empty] | 1999
59 | SPP | Platte | 40606 | City of Grand Island - (NE) | 40.8548 | -98.3482 | 1035 W Wildwood Drive | Grand Island | NE | 68801 | Hall | MRO | SWPP | Southwest Power Pool | Coal | Conventional Steam Coal | 1 | 1 | 109.8 | 100 | 100 | RE | Electric Utility | 115 | M | NPPDGI_SUB-DUNGRIS_PGS1_RA | [10 empty] | 1982
60 | SPP | Whelan Energy Center | 8245 | City of Hastings - (NE) | 40.5809 | -98.3124 | 4520 East South St. | Hastings | NE | 68902 | Adams | MRO | SWPP | Southwest Power Pool | Coal | Conventional Steam Coal | 2 | 1; 2 | 324.3 | 296 | 296 | RE | Electric Utility | 115 | M | [11 empty] | 1981
72 | WECC | Venice Hydro | 12397 | Metropolitan Water District of S CA | 34.0114 | -118.4168 | 3815 Sepulveda Blvd | Culver City | CA | 90230 | Los Angeles | WECC | CISO | California Independent System Operator | Other | Conventional Hydroelectric | 1 | 1 | 10.1 | 10.1 | 10.1 | RE | Electric Utility | 66 | S | [11 empty] | 1982
99 | WECC | Frederickson | 15500 | Puget Sound Energy Inc | 47.0797 | -122.365 | 4714 192nd St East | Tacoma | WA | 98446 | Pierce | WECC | PSEI | Puget Sound Energy | Natural Gas | Natural Gas Fired Combustion Turbine | 2 | 1; 2 | 177.8 | 134 | 162.2 | RE | Electric Utility | 115 | I | [11 empty] | 1981
100 | WECC | South Consolidated | 16572 | Salt River Project | 33.4665 | -111.7811 | Unnamed Road | Phoenix | AZ | 85072 | Maricopa | WECC | SRP | Salt River Project | Other | Conventional Hydroelectric | 1 | SC1 | 1.4 | 1.4 | 1.4 | RE | Electric Utility | 4.16 | P | [11 empty] | 1981
104 | WECC | J S Eastwood | 17609 | Southern California Edison Co | 37.1479 | -119.2567 | Hwy 168 Sierra National Forest | Shaver Lake | CA | 93664 | Fresno | WECC | CISO | California Independent System Operator | Other | Hydroelectric Pumped Storage | 1 | 1 | 199.8 | 199.8 | 199.8 | RE | Electric Utility | 220 | I | [11 empty] | 1987
108 | SPP | Holcomb | 18315 | Sunflower Electric Power Corp | 37.9308 | -100.9725 | 2440 Holcomb Lane | Holcomb | KS | 67851 | Finney | MRO | SWPP | Southwest Power Pool | Coal | Conventional Steam Coal | 1 | 1 | 348.7 | 358.9 | 358.9 | RE | Electric Utility | 115 | C | SECIHOLCOM1UN1 | [10 empty] | 1983
109 | WECC | Dillingham | 13870 | Nushagak Electric Coop, Inc | 59.0429 | -158.4686 | 557 Kenny Wren Rd. | Dillingham | AK | 99576 | Dillingham | WECC |  |  | Petroleum | Petroleum Liquids | 9 | 10; 11; 12; 13; 14; 15; 16; 17; 18 | 11 | 11 | 11 | RE | Electric Utility | 12 | C | [11 empty] | 1988
113 | WECC | Cholla | 803 | Arizona Public Service Co | 34.9394 | -110.3033 | 4801 Cholla Lake Road | Joseph City | AZ | 86032 | Navajo | WECC | AZPS | Arizona Public Service Company | Coal | Conventional Steam Coal | 2 | 1; 3 | 425.9 | 380 | 380 | RE | Electric Utility | 500 | I | [11 empty] | 1962 | 2025
114 | WECC | Douglas | 803 | Arizona Public Service Co | 31.3641 | -109.5538 | Sulpher Spring Rd/Lawrence Ave | Douglas | AZ | 85607 | Cochise | WECC | AZPS | Arizona Public Service Company | Petroleum | Petroleum Liquids | 1 | 1 | 26.1 | 15 | 18 | RE | Electric Utility | 69 | I | [11 empty] | 1972
116 | WECC | Ocotillo | 803 | Arizona Public Service Co | 33.4225 | -111.9122 | 1500 East University | Tempe | AZ | 85281 | Maricopa | WECC | AZPS | Arizona Public Service Company | Natural Gas | Natural Gas Fired Combustion Turbine | 7 | GT1; GT2; GT3; GT4; GT5; GT6; GT7 | 806.2 | 615 | 635 | RE | Electric Utility | 69 | I | [11 empty] | 1972
117 | WECC | West Phoenix | 803 | Arizona Public Service Co | 33.4417 | -112.1583 | 4606 West Hadley | Phoenix | AZ | 85043 | Maricopa | WECC | AZPS | Arizona Public Service Company | Natural Gas | Natural Gas Fired Combined Cycle; Natural Gas Fired Combustion Turbine | 10 | 1B; 2B; 3B; C4-1; C4-2; C5-1; C5-2; C5-3; GT1; GT2 | 1207.4 | 929 | 984 | RE | Electric Utility | 230 | I | [11 empty] | 1972
118 | WECC | Saguaro | 803 | Arizona Public Service Co | 32.5517 | -111.3 | Mail Post 228 | Red Rock | AZ | 85245 | Pinal | WECC | AZPS | Arizona Public Service Company | Natural Gas | Natural Gas Fired Combustion Turbine | 3 | GE1; GT1; GT2 | 184.5 | 169 | 188 | RE | Electric Utility | 115 | I | [11 empty] | 1972
120 | WECC | Yucca | 803 | Arizona Public Service Co | 32.7214 | -114.7106 | 7522 South Somerton Ave. | Yuma | AZ | 85364 | Yuma | WECC | AZPS | Arizona Public Service Company | Mixed | Natural Gas Fired Combustion Turbine; Petroleum Liquids; Natural Gas Steam Turbine | 8 | GT1; GT2; GT21; GT3; GT4; GT5; GT6; ST1 | 422.4 | 317.4 | 334 | RE | Electric Utility | 69 | I | [11 empty] | 1959
124 | WECC | Demoss Petrie | 24211 | Tucson Electric Power Co | 32.2523 | -110.9921 | 2501 N Flowing Wells Road | Tucson | AZ | 85705 | Pima | WECC | TEPC | Tucson Electric Power Company | Natural Gas | Natural Gas Fired Combustion Turbine | 1 | GT2 | 85 | 75 | 77.4 | RE | Electric Utility | 138 | I | [11 empty] | 2001
126 | WECC | H Wilson Sundt Generating Station | 24211 | Tucson Electric Power Co | 32.16 | -110.9047 | 3950 E Irvington Road | Tucson | AZ | 85714 | Pima | WECC | TEPC | Tucson Electric Power Company | Natural Gas | Natural Gas Steam Turbine; Natural Gas Fired Combustion Turbine; Natural Gas Internal Combustion Engine | 14 | 4; GT1; GT2; RIC1; RIC10; RIC2; RIC3; RIC4; RIC5; RIC6; RIC7; RIC8; RIC9; ST3 | 528.9 | 490 | 500.6 | RE | Electric Utility | 138 | I | [11 empty] | 1962
141 | WECC | Agua Fria | 16572 | Salt River Project | 33.5561 | -112.2153 | 7302 W Northern Ave | Glendale | AZ | 85303 | Maricopa | WECC | SRP | Salt River Project | Mixed | Natural Gas Steam Turbine; Natural Gas Fired Combustion Turbine; Batteries; Solar Photovoltaic | 10 | AF1; AF2; AF3; AF4; AF5; AF6; AF7; AF8; AFSB1; PV-3 | 737.5 | 741.2 | 785.2 | RE | Electric Utility | 230 | P |  |  |  |  | 0.3 | Y |  | 100 | 25 | 25 | LIB | 1957
143 | WECC | Crosscut | 16572 | Salt River Project | 33.4394 | -111.9461 | 998 W. Washington St. | Tempe | AZ | 85281 | Maricopa | WECC | SRP | Salt River Project | Other | Conventional Hydroelectric | 1 | CC5 | 3 | 3 | 3 | RE | Electric Utility | 4.16 | P | [11 empty] | 1939
145 | WECC | Horse Mesa | 16572 | Salt River Project | 33.5907 | -111.344 | 20909 E. Apache Trail | Apache Junction | AZ | 85119 | Maricopa | WECC | SRP | Salt River Project | Other | Conventional Hydroelectric; Hydroelectric Pumped Storage | 4 | HM1; HM2; HM3; HM4 | 131.3 | 150.7 | 150.7 | RE | Electric Utility | 115 | P | [11 empty] | 1927
147 | WECC | Kyrene | 16572 | Salt River Project | 33.3556 | -111.9353 | 7005 S Kyrene Rd. | Tempe | AZ | 85283 | Maricopa | WECC | SRP | Salt River Project | Natural Gas | Natural Gas Steam Turbine; Natural Gas Fired Combustion Turbine; Natural Gas Fired Combined Cycle | 7 | KY1; KY2; KY4; KY5; KY6; KY7; KY7A | 573.7 | 525 | 569.5 | RE | Electric Utility | 230 | P | [11 empty] | 1952
148 | WECC | Mormon Flat | 16572 | Salt River Project | 33.5536 | -111.4431 | 29600 E. Apache Trail | Apache Junction | AZ | 85119 | Maricopa | WECC | SRP | Salt River Project | Other | Conventional Hydroelectric; Hydroelectric Pumped Storage | 2 | MF1; MF2 | 63.5 | 68.8 | 68.8 | RE | Electric Utility | 115 | P | [11 empty] | 1926
149 | WECC | Roosevelt | 16572 | Salt River Project | 33.6711 | -111.1618 | 29221 N AZ Highway 188, #4 | Roosevelt | AZ | 85545 | Maricopa | WECC | SRP | Salt River Project | Other | Conventional Hydroelectric | 1 | ROOS | 36 | 34 | 34 | RE | Electric Utility | 115 | P | [11 empty] | 1973
150 | WECC | Stewart Mountain | 16572 | Salt River Project | 33.5661 | -111.536 | P.O. Box 52025 PAB 221 | Phoenix | AZ | 85072 | Maricopa | WECC | SRP | Salt River Project | Other | Conventional Hydroelectric | 1 | SM | 13 | 13 | 13 | RE | Electric Utility | 115 | P | [11 empty] | 1930
151 | WECC | McClure | 12745 | Modesto Irrigation District | 37.6294 | -120.9314 | 639 S. McClure Rd. | Modesto | CA | 95354 | Stanislaus | WECC | BANC | Balancing Authority of Northern California | Mixed | Petroleum Liquids; Natural Gas Fired Combustion Turbine | 2 | 1; 2 | 142.4 | 107 | 107 | RE | Electric Utility | 69 | P | [11 empty] | 1980
152 | WECC | Davis Dam | 2518 | U S Bureau of Reclamation | 35.197 | -114.5707 |  | Kingman | AZ | 86430 | Mohave | WECC | WALC | Western Area Power Administration - Desert Southwest Region | Other | Conventional Hydroelectric | 5 | 1; 2; 3; 4; 5 | 254.8 | 254.8 | 254.8 | RE | Electric Utility | 230 | F | [11 empty] | 1951
153 | WECC | Glen Canyon Dam | 2518 | U S Bureau of Reclamation | 36.9366 | -111.4839 |  | Page | AZ | 86040 | Coconino | WECC | WALC | Western Area Power Administration - Desert Southwest Region | Other | Conventional Hydroelectric | 8 | 1; 2; 3; 4; 5; 6; 7; 8 | 1312 | 1312 | 1312 | RE | Electric Utility | 345 | F | [11 empty] | 1964
154 | WECC | Hoover Dam (NV) | 2518 | U S Bureau of Reclamation | 36.0155 | -114.738 |  | Boulder City | NV | 89006 | Clark | WECC | WALC | Western Area Power Administration - Desert Southwest Region | Other | Conventional Hydroelectric | 9 | N0; N1; N2; N3; N4; N5; N6; N7; N8 | 1039.4 | 1039.4 | 1039.4 | RE | Electric Utility | 230 | F | [11 empty] | 1936
159 | WECC | Lake Creek Dam | 8366 | Heber Light & Power Company | 40.4936 | -111.3125 | 2400 East Center | Heber City | UT | 84032 | Wasatch | WECC | PACE | PacifiCorp - East | Other | Conventional Hydroelectric | 1 | 1 | 1.5 | 1 | 1 | RE | Electric Utility | 12.47 | M | [11 empty] | 1981
160 | WECC | Apache Station | 796 | Arizona Electric Pwr Coop Inc | 32.0603 | -109.8931 | 3525 N US Hwy 191 | Cochise | AZ | 85606 | Cochise | WECC | WALC | Western Area Power Administration - Desert Southwest Region | Mixed | Natural Gas Fired Combustion Turbine; Natural Gas Steam Turbine; Conventional Steam Coal | 7 | GT1; GT2; GT3; GT4; ST1; ST2; ST3 | 660.7 | 548.5 | 559 | RE | Electric Utility | 230 | C | [11 empty] | 1963
161 | WECC | Turlock Lake | 19281 | Turlock Irrigation District | 37.6115 | -120.5947 | 21642 Davis Road | Hickman | CA | 95323 | Stanislaus | WECC | TIDC | Turlock Irrigation District | Other | Conventional Hydroelectric | 3 | 1; 2; 3 | 3.3 | 3.3 | 3.3 | RE | Electric Utility | 69 | P | [11 empty] | 1980
162 | WECC | Hickman | 19281 | Turlock Irrigation District | 37.6215 | -120.7462 | 779 Main Canal | Hickman | CA | 95323 | Stanislaus | WECC | TIDC | Turlock Irrigation District | Other | Conventional Hydroelectric | 2 | 1; 2 | 1 | 1 | 1 | RE | Electric Utility | 12 | P | [11 empty] | 1979
165 | SPP | GREC | 7490 | Grand River Dam Authority | 36.1903 | -95.2894 | 8142 Hwy 412B | Chouteau | OK | 74337 | Mayes | MRO | SWPP | Southwest Power Pool | Mixed | Conventional Steam Coal; Natural Gas Fired Combined Cycle | 3 | 2; 3CT; 3ST | 1194.3 | 959.6 | 982.9 | RE | Electric Utility | 161 | S | GRDAGRDA17UN2; GRDAGREC3UNGREC3 | [10 empty] | 1985 | 2026
166 | MISO | Carpenter | 814 | Entergy Arkansas LLC | 34.4425 | -93.0262 | 1398 Carpenter Dam Road | Hot Springs | AR | 71901 | Garland | SERC | MISO | Midcontinent Independent Transmission System Operator, Inc.. | Other | Conventional Hydroelectric | 2 | 1; 2 | 56 | 60.4 | 60.4 | RE | Electric Utility | 115 | I | EAI.CARPEN1; EAI.CARPEN2 | [10 empty] | 1932
170 | MISO | Lake Catherine | 814 | Entergy Arkansas LLC | 34.4341 | -92.9049 | Hwy. 270, PO Box 218 | Jones Mill | AR | 72105 | Hot Spring | SERC | MISO | Midcontinent Independent Transmission System Operator, Inc.. | Natural Gas | Natural Gas Steam Turbine | 1 | 4 | 552.5 | 522 | 523 | RE | Electric Utility | 115 | I | EAI.LK_CATH4 | [10 empty] | 1970 | 2027
172 | MISO | Osceola (AR) | 14216 | City of Osceola - (AR) | 35.7054 | -89.9689 | 100 West Semmes Ave. | Osceola | AR | 72370 | Mississippi | SERC | MISO | Midcontinent Independent Transmission System Operator, Inc.. | Petroleum | Petroleum Liquids | 1 | 9 | 1.6 | 1.6 | 1.6 | RE | Electric Utility | 161 | M | [11 empty] | 1992
174 | MISO | Remmel | 814 | Entergy Arkansas LLC | 34.4272 | -92.8941 | 1282 Remmel Dam Road | Malvern | AR | 72104 | Hot Spring | SERC | MISO | Midcontinent Independent Transmission System Operator, Inc.. | Other | Conventional Hydroelectric | 3 | 1; 2; 3 | 9 | 11.4 | 11.4 | RE | Electric Utility | 115 | I | EAI.REMMEL123 | [10 empty] | 1925
180 | WECC | Volta 2 | 14328 | Pacific Gas & Electric Co. | 40.4519 | -121.8621 | Manton-Viola Road | Manton | CA | 96059 | Shasta | WECC | CISO | California Independent System Operator | Other | Conventional Hydroelectric | 1 | 1 | 1 | 0.9 | 0.9 | RE | Electric Utility | 12 | I | VOLTA2_7_N002 | [10 empty] | 1981
187 | MISO | Degray | 19406 | USCE -Vickburg District | 34.2119 | -93.111 | 848 Channel Rd | Arkadelphia | AR | 71923 | Clark | SERC | MISO | Midcontinent Independent Transmission System Operator, Inc.. | Other | Conventional Hydroelectric; Hydroelectric Pumped Storage | 2 | 1; 2 | 70 | 70 | 70 | RE | Electric Utility | 115 | F | [11 empty] | 1972
195 | SPP | Narrows (AR) | 19406 | USCE -Vickburg District | 34.1484 | -93.7152 | 2859 HWY 19 North | Murfreesboro | AR | 71958 | Pike | SERC | SWPP | Southwest Power Pool | Other | Conventional Hydroelectric | 3 | 1; 2; 3 | 25.5 | 29.1 | 29.1 | RE | Electric Utility | 69 | F | [11 empty] | 1950
197 | MISO | Blakely Mountain | 19406 | USCE -Vickburg District | 34.571 | -93.1944 | 1111 Blakely Dam Road | Royal | AR | 71968 | Garland | SERC | MISO | Midcontinent Independent Transmission System Operator, Inc.. | Other | Conventional Hydroelectric | 2 | 1; 2 | 75 | 75 | 75 | RE | Electric Utility | 115 | F | [11 empty] | 1955
201 | SPP | Thomas Fitzhugh | 807 | Arkansas Electric Coop Corp | 35.4624 | -93.8049 | 6006 Lock and Dam Road | Ozark | AR | 72949 | Franklin | SERC | SWPP | Southwest Power Pool | Natural Gas | Natural Gas Fired Combined Cycle | 2 | 1; 2 | 185 | 162 | 172 | RE | Electric Utility | 161 | C | AECC_FITZHUGH | [10 empty] | 1963
203 | MISO | McClellan (AR) | 807 | Arkansas Electric Coop Corp | 33.5648 | -92.7917 | 1625 Bradley Ferry Road | Camden | AR | 71701 | Ouachita | SERC | MISO | Midcontinent Independent Transmission System Operator, Inc.. | Natural Gas | Natural Gas Steam Turbine | 1 | 1 | 136 | 134 | 134 | RE | Electric Utility | 115 | C | EAI.AECCMCCLLN | [10 empty] | 1972
204 | MISO | Clinton Power Station | 55951 | Constellation Nuclear | 40.1719 | -88.8339 | Rt. 54 West | Clinton | IL | 61727 | DeWitt | SERC | MISO | Midcontinent Independent Transmission System Operator, Inc.. | Nuclear | Nuclear | 1 | 1 | 1138.3 | 1078.9 | 1107.1 | NR | IPP Non-CHP | 345 | Q | 20589649 | [10 empty] | 1987
210 | SPP | Wolf Creek Generating Station | 20893 | Wolf Creek Nuclear Optg Corp | 38.2393 | -95.6898 | 1550 Oxen Lane N.E. | Burlington | KS | 66839 | Coffey | MRO | SWPP | Southwest Power Pool | Nuclear | Nuclear | 1 | 1 | 1296.3 | 1176.7 | 1255 | RE | Electric Utility | 345 | I | [11 empty] | 1985
214 | WECC | Alta Powerhouse | 14328 | Pacific Gas & Electric Co. | 39.216 | -120.8036 | 904 Alta PH Rd | Alta | CA | 95701 | Placer | WECC | CISO | California Independent System Operator | Other | Conventional Hydroelectric | 1 | 1 | 1 | 1 | 1 | RE | Electric Utility | 12 | I | BONNIEN_7_N002 | [10 empty] | 1902
215 | WECC | Angels | 19586 | Utica Water & Power Authority | 38.0719 | -120.5394 | 1168 Booster Way | Angels Camp | CA | 95222 | Calaveras | WECC | CISO | California Independent System Operator | Other | Conventional Hydroelectric | 1 | 1 | 1.4 | 0.7 | 1 | NR | IPP Non-CHP | 17.5 | P | [11 empty] | 1940
217 | WECC | Balch 1 | 14328 | Pacific Gas & Electric Co. | 36.9091 | -119.0877 | Trimmer Springs Road | Balch Camp | CA | 93649 | Fresno | WECC | CISO | California Independent System Operator | Other | Conventional Hydroelectric | 1 | 1 | 31 | 31 | 31 | RE | Electric Utility | 115 | I | BALCH1_7_B2 | [10 empty] | 1927
218 | WECC | Balch 2 | 14328 | Pacific Gas & Electric Co. | 36.9089 | -119.0876 | Trimmer Springs Road | Balch Camp | CA | 93649 | Fresno | WECC | CISO | California Independent System Operator | Other | Conventional Hydroelectric | 2 | 2; 3 | 97.2 | 105 | 105 | RE | Electric Utility | 230 | I | BLCH38750_7_B1; BLCH38751_7_B1 | [10 empty] | 1958
219 | WECC | Belden | 14328 | Pacific Gas & Electric Co. | 40.0074 | -121.2494 | Hwy 70, 13 mi NE/O Storrie | Belden | CA | 95915 | Plumas | WECC | CISO | California Independent System Operator | Other | Conventional Hydroelectric | 1 | 1 | 117.9 | 125 | 125 | RE | Electric Utility | 230 | I | BELDEN_7_B1 | [10 empty] | 1969
220 | WECC | Bucks Creek | 14328 | Pacific Gas & Electric Co. | 39.9106 | -121.3277 | Hwy 70, 1/4 mi W/O Storrie | Storrie | CA | 95980 | Plumas | WECC | CISO | California Independent System Operator | Other | Conventional Hydroelectric | 2 | H1; H2 | 66 | 65 | 65 | RE | Electric Utility | 230 | I | BUCKCK_7_PL1X2-APND | [10 empty] | 1928
221 | WECC | Butt Valley | 14328 | Pacific Gas & Electric Co. | 40.1757 | -121.1907 | Caribou-Pratville Road | Belden | CA | 95956 | Plumas | WECC | CISO | California Independent System Operator | Other | Conventional Hydroelectric | 1 | 1 | 40 | 41 | 41 | RE | Electric Utility | 115 | I | BUTTVLLY_7_B1 | [10 empty] | 1958
222 | WECC | Caribou 1 | 14328 | Pacific Gas & Electric Co. | 40.0855 | -121.1482 | 1000 Caribou Road | Belden | CA | 95956 | Plumas | WECC | CISO | California Independent System Operator | Other | Conventional Hydroelectric | 3 | 1; 2; 3 | 73.8 | 75 | 75 | RE | Electric Utility | 115 | I | CARABOU_7_B12; CARBOU_7_PL2X3-APND | [10 empty] | 1921
223 | WECC | Caribou 2 | 14328 | Pacific Gas & Electric Co. | 40.086 | -121.1494 | 1000 Caribou Road | Belden | CA | 95956 | Plumas | WECC | CISO | California Independent System Operator | Other | Conventional Hydroelectric | 2 | 4; 5 | 117.9 | 120 | 120 | RE | Electric Utility | 230 | I | CARBOU_7_PL4X5-APND | [10 empty] | 1958
224 | WECC | Centerville PH | 14328 | Pacific Gas & Electric Co. | 39.7889 | -121.6574 | Nimshew Stage Road | Chico | CA | 95927 | Butte | WECC | CISO | California Independent System Operator | Other | Conventional Hydroelectric | 2 | 1; 2 | 6.4 | 6.4 | 6.4 | RE | Electric Utility | 60 | I | CNTRVL12_7_N002 | [10 empty] | 1900
225 | WECC | Chili Bar | 16534 | Sacramento Municipal Util Dist | 38.7718 | -120.8132 | Highway 193 | Placerville | CA | 95667 | El Dorado | WECC | CISO | California Independent System Operator | Other | Conventional Hydroelectric | 1 | 1 | 8.3 | 7 | 7 | RE | Electric Utility | 21 | P | PLCRVLB2_7_N001 | [10 empty] | 1965
227 | WECC | Coleman PH | 14328 | Pacific Gas & Electric Co. | 40.4046 | -122.1219 | Coleman Fish Hatchery Road | Anderson | CA | 96022 | Shasta | WECC | CISO | California Independent System Operator | Other | Conventional Hydroelectric | 1 | 1 | 12.1 | 13 | 13 | RE | Electric Utility | 60 | I | COLEMAN_7_B1 | [10 empty] | 1979
231 | WECC | Cresta | 14328 | Pacific Gas & Electric Co. | 39.8259 | -121.4097 | Hwy 70, 9 mi SW/O Storrie | Storrie | CA | 95980 | Butte | WECC | CISO | California Independent System Operator | Other | Conventional Hydroelectric | 2 | 1; 2 | 73.8 | 70 | 70 | RE | Electric Utility | 230 | I | CRESTA_7_PL1X2-APND | [10 empty] | 1949
232 | WECC | De Sabla | 14328 | Pacific Gas & Electric Co. | 39.8693 | -121.6318 | De Sabla Powerhouse Road | Magalia | CA | 95954 | Butte | WECC | CISO | California Independent System Operator | Other | Conventional Hydroelectric | 1 | 1 | 18.4 | 18.5 | 18.5 | RE | Electric Utility | 60 | I | DESABLA_7_B1 | [10 empty] | 1963
233 | WECC | Deer Creek PH | 13402 | Nevada Irrigation District | 39.2981 | -120.8443 | Chalk Bluff Road | Nevada City | CA | 95959 | Nevada | WECC | CISO | California Independent System Operator | Other | Conventional Hydroelectric | 1 | 1 | 5.5 | 5.7 | 5.7 | NR | IPP Non-CHP | 60 | P | DEERCRK_7_B1 | [10 empty] | 1908
235 | WECC | Drum 1 | 14328 | Pacific Gas & Electric Co. | 39.2569 | -120.7674 | Drum Powerhouse Road | Alta | CA | 95701 | Placer | WECC | CISO | California Independent System Operator | Other | Conventional Hydroelectric | 4 | 1; 2; 3; 4 | 49.2 | 54 | 54 | RE | Electric Utility | 115 | I | DRUM_7_PL1X2-APND; DRUM_7_PL3X4-APND | [10 empty] | 1913
236 | WECC | Drum 2 | 14328 | Pacific Gas & Electric Co. | 39.2574 | -120.767 | Drum Powerhouse Road | Alta | CA | 95701 | Placer | WECC | CISO | California Independent System Operator | Other | Conventional Hydroelectric | 1 | 5 | 53.1 | 49.5 | 49.5 | RE | Electric Utility | 115 | I | DRUM5_7_B1 | [10 empty] | 1965
237 | WECC | Dutch Flat | 14328 | Pacific Gas & Electric Co. | 39.217 | -120.8356 | Dutch Flat Road | Alta | CA | 95701 | Placer | WECC | CISO | California Independent System Operator | Other | Conventional Hydroelectric | 1 | 1 | 22 | 22 | 22 | RE | Electric Utility | 115 | I | DTCHFLT1_7_B1 | [10 empty] | 1943
238 | WECC | El Dorado | 25915 | El Dorado Irrigation District | 38.7936 | -120.6192 | 1000 Powerhouse Road | Pollock Pines | CA | 95667 | El Dorado | WECC | CISO | California Independent System Operator | Other | Conventional Hydroelectric | 2 | 1; 2 | 20 | 20.8 | 21.1 | RE | Electric Utility | 115 | M | [11 empty] | 1924
239 | WECC | Electra | 14328 | Pacific Gas & Electric Co. | 38.331 | -120.6699 | Electric Road off Highway 49 | Jackson | CA | 95642 | Amador | WECC | CISO | California Independent System Operator | Other | Conventional Hydroelectric | 3 | 1; 2; 3 | 102.5 | 98 | 98 | RE | Electric Utility | 115 | I | ELECTR_7_PL1X3-APND | [10 empty] | 1948
240 | WECC | Haas | 14328 | Pacific Gas & Electric Co. | 36.9274 | -119.0203 | Trimmer Springs Road | Balch Camp | CA | 93649 | Fresno | WECC | CISO | California Independent System Operator | Other | Conventional Hydroelectric | 2 | H1; H2 | 135 | 144 | 144 | RE | Electric Utility | 230 | I | HAASPH_7_PL1X2-APND | [10 empty] | 1958
241 | WECC | Halsey | 14328 | Pacific Gas & Electric Co. | 38.957 | -121.0419 | Dry Creek Road | Auburn | CA | 95603 | Placer | WECC | CISO | California Independent System Operator | Other | Conventional Hydroelectric | 1 | 1 | 13.6 | 11 | 11 | RE | Electric Utility | 60 | I | HALSEYF_7_B1 | [10 empty] | 1916
242 | WECC | Hamilton Branch | 14328 | Pacific Gas & Electric Co. | 40.2687 | -121.0895 | Lake Almanor | Peninsula Village | CA | 96137 | Plumas | WECC | CISO | California Independent System Operator | Other | Conventional Hydroelectric | 2 | 1; 2 | 5.3 | 4.8 | 4.8 | RE | Electric Utility | 60 | I | HAMILBR_7_N002 | [10 empty] | 1921
243 | WECC | Hat Creek 1 | 14328 | Pacific Gas & Electric Co. | 40.9293 | -121.5445 | Baun Lake Road, Star Route 1 | Burney | CA | 96013 | Shasta | WECC | CISO | California Independent System Operator | Other | Conventional Hydroelectric | 1 | 1 | 10 | 8.5 | 8.5 | RE | Electric Utility | 60 | I | HATCRK1_7_B1 | [10 empty] | 1921
244 | WECC | Hat Creek 2 | 14328 | Pacific Gas & Electric Co. | 40.9607 | -121.5487 | Hat Creek #2 Powerhouse Rd. | Burney | CA | 96013 | Shasta | WECC | CISO | California Independent System Operator | Other | Conventional Hydroelectric | 1 | 1 | 10 | 8.5 | 8.5 | RE | Electric Utility | 60 | I | HATCRK2_7_B1 | [10 empty] | 1921
246 | WECC | Humboldt Bay | 14328 | Pacific Gas & Electric Co. | 40.7415 | -124.2103 | Buhne Pt. 1000 King Salmon Ave | Eureka | CA | 95503 | Humboldt | WECC | CISO | California Independent System Operator | Natural Gas | Natural Gas Internal Combustion Engine | 10 | IC1; IC10; IC2; IC3; IC4; IC5; IC6; IC7; IC8; IC9 | 167 | 163.4 | 163.4 | RE | Electric Utility | 115 | I | HMBUNIT1_7_GN010; HMBUNIT2_7_GN010; HMBUNIT3_7_GN010 | [10 empty] | 2010
248 | WECC | Inskip | 14328 | Pacific Gas & Electric Co. | 40.401 | -121.9655 | Manton-Viola Road | Manton | CA | 96059 | Tehama | WECC | CISO | California Independent System Operator | Other | Conventional Hydroelectric | 1 | 1 | 7.6 | 8 | 8 | RE | Electric Utility | 60 | I | INSKIP_7_B1 | [10 empty] | 1979
249 | WECC | James B Black | 14328 | Pacific Gas & Electric Co. | 40.9923 | -121.9752 | Pitt 5 Road | Big Bend | CA | 96065 | Shasta | WECC | CISO | California Independent System Operator | Other | Conventional Hydroelectric | 2 | 1; 2 | 168.6 | 172 | 172 | RE | Electric Utility | 230 | I | JBBLACK1_7_B1; JBBLACK2_7_B1 | [10 empty] | 1965
250 | WECC | Kerckhoff | 14328 | Pacific Gas & Electric Co. | 37.0925 | -119.5528 | Smalley Road | Auberry | CA | 93602 | Fresno | WECC | CISO | California Independent System Operator | Other | Conventional Hydroelectric | 2 | H1; H3 | 22.6 | 25.2 | 25.2 | RE | Electric Utility | 115 | I | KERCK1G1_7_B2; KERCK1G3_7_B1 | [10 empty] | 1920
254 | WECC | Kings River PH | 14328 | Pacific Gas & Electric Co. | 36.8882 | -119.1588 | Trimmer Springs Road | Balch Camp | CA | 93649 | Fresno | WECC | CISO | California Independent System Operator | Other | Conventional Hydroelectric | 1 | H1 | 48.6 | 52 | 52 | RE | Electric Utility | 115 | I | KINGSRIV_7_B1 | [10 empty] | 1962
258 | WECC | Merced Falls | 12312 | Merced Irrigation District | 37.523 | -120.3299 | Merced Falls Road | Snelling | CA | 95369 | Merced | WECC | CISO | California Independent System Operator | Other | Conventional Hydroelectric | 1 | 1 | 3.4 | 3.5 | 3.5 | NR | IPP Non-CHP | 70 | P | MERCEDFL_7_N001 | [10 empty] | 1930
260 | WECC | Dynegy Moss Landing Power Plant Hybrid | 54802 | Dynegy -Moss Landing LLC | 36.8048 | -121.7822 | 7301 State Highway 1 | Moss Landing | CA | 95039 | Monterey | WECC | CISO | California Independent System Operator | Mixed | Batteries; Natural Gas Fired Combined Cycle | 9 | BAT1; BAT2; BAT3; CT1A; CT1B; CT2A; CT2B; ST1; ST2 | 2148 | 1770 | 1770 | NR | IPP Non-CHP | 500 | Q | [7 empty] | 3000 | 750 | 750 | LIB | 2002
261 | WECC | Murphys | 19586 | Utica Water & Power Authority | 38.1471 | -120.4464 | Utica Power House Rd off Hwy 4 | Murphys | CA | 95247 | Calaveras | WECC | CISO | California Independent System Operator | Other | Conventional Hydroelectric | 1 | 1 | 3.6 | 1.3 | 2 | NR | IPP Non-CHP | 17.5 | P | [11 empty] | 1954
262 | WECC | Narrows PH | 21140 | Yuba County Water Agency | 39.2364 | -121.2717 | Engilebright Dam Road | Grass Valley | CA | 95945 | Nevada | WECC | CISO | California Independent System Operator | Other | Conventional Hydroelectric | 1 | 1 | 10.2 | 12 | 12 | RE | Electric Utility | 60 | P | NARROWS1_7_B1 | [10 empty] | 1942
264 | WECC | Phoenix | 14328 | Pacific Gas & Electric Co. | 38.0321 | -120.3265 | Shaws Flat Road | Sonora | CA | 95370 | Tuolumne | WECC | CISO | California Independent System Operator | Other | Conventional Hydroelectric | 1 | 1 | 1.6 | 2 | 2 | RE | Electric Utility | 21 | I | PHOENIX_7_N001 | [10 empty] | 1940
265 | WECC | Pit 1 | 14328 | Pacific Gas & Electric Co. | 40.9908 | -121.4982 | Pit 1 Road, Star Route 1 | Burney | CA | 96013 | Shasta | WECC | CISO | California Independent System Operator | Other | Conventional Hydroelectric | 2 | H1; H2 | 69.2 | 61 | 61 | RE | Electric Utility | 230 | I | PIT1U1_7_B1; PIT1U1_7_B2 | [10 empty] | 1922
266 | WECC | Pit 3 | 14328 | Pacific Gas & Electric Co. | 40.9974 | -121.7481 | Pitt 3 Road, Star Route 1 | Burney | CA | 96013 | Shasta | WECC | CISO | California Independent System Operator | Other | Conventional Hydroelectric | 3 | H1; H2; H3 | 80.1 | 69.9 | 69.9 | RE | Electric Utility | 230 | I | PIT3_7_PL1X3-APND | [10 empty] | 1925
267 | WECC | Pit 4 | 14328 | Pacific Gas & Electric Co. | 40.9864 | -121.8494 | Pit River Road | Big Bend | CA | 96011 | Shasta | WECC | CISO | California Independent System Operator | Other | Conventional Hydroelectric | 2 | 1; 2 | 103.4 | 95 | 95 | RE | Electric Utility | 230 | I | PIT4_7_PL1X2-APND | [10 empty] | 1955
268 | WECC | Pit 5 | 14328 | Pacific Gas & Electric Co. | 40.9862 | -121.9776 | Pit 5 Road | Big Bend | CA | 96011 | Shasta | WECC | CISO | California Independent System Operator | Other | Conventional Hydroelectric | 4 | H1; H2; H3; H4 | 141.6 | 160 | 160 | RE | Electric Utility | 230 | I | PIT5_7_PL1X2-APND; PIT5_7_PL3X4-APND | [10 empty] | 1944
269 | WECC | Pit 6 | 14328 | Pacific Gas & Electric Co. | 40.9226 | -121.9929 | Big Bend Road | Montgomery Creek | CA | 96065 | Shasta | WECC | CISO | California Independent System Operator | Other | Conventional Hydroelectric | 2 | H1; H2 | 79.2 | 80 | 80 | RE | Electric Utility | 230 | I | PIT6U1_7_B1; PIT6U2_7_B1 | [10 empty] | 1965
270 | WECC | Pit 7 | 14328 | Pacific Gas & Electric Co. | 40.8475 | -121.9908 | Fender's Ferry Road | Montgomery Creek | CA | 96065 | Shasta | WECC | CISO | California Independent System Operator | Other | Conventional Hydroelectric | 2 | H1; H2 | 109.8 | 113 | 113 | RE | Electric Utility | 230 | I | PIT7U1_7_B1; PIT7U2_7_B1 | [10 empty] | 1965
272 | WECC | Poe | 14328 | Pacific Gas & Electric Co. | 39.7229 | -121.4698 | Poe Road off Highway 70 | Storrie | CA | 95980 | Butte | WECC | CISO | California Independent System Operator | Other | Conventional Hydroelectric | 2 | 1; 2 | 142.8 | 120 | 120 | RE | Electric Utility | 230 | I | POE1_7_B1; POE2_7_B1 | [10 empty] | 1958
274 | WECC | Potter Valley | 14328 | Pacific Gas & Electric Co. | 39.3618 | -123.1279 | End of Powerhouse Road | Potter Valley | CA | 95469 | Mendocino | WECC | CISO | California Independent System Operator | Other | Conventional Hydroelectric | 3 | 1; 2; 3 | 9.4 | 9.2 | 9.2 | RE | Electric Utility | 60 | I | POTTRVLY_7_N002 | [10 empty] | 1910
275 | WECC | Rock Creek | 14328 | Pacific Gas & Electric Co. | 39.9052 | -121.3452 | Hwy 70, 35 mi E/O Oroville | Storrie | CA | 95980 | Plumas | WECC | CISO | California Independent System Operator | Other | Conventional Hydroelectric | 2 | H1; H2 | 126 | 126 | 126 | RE | Electric Utility | 230 | I | ROCKCK1_7_B1; ROCKCK2_7_B1 | [10 empty] | 1950
276 | WECC | San Joaquin 2 | 14328 | Pacific Gas & Electric Co. | 37.2032 | -119.4975 | County Road 222 | North Fork | CA | 93643 | Madera | WECC | CISO | California Independent System Operator | Other | Conventional Hydroelectric | 1 | 1 | 2.8 | 3.2 | 3.2 | RE | Electric Utility | 70 | I | SJNO2_6_N002 | [10 empty] | 1917
277 | WECC | San Joaquin 3 | 14328 | Pacific Gas & Electric Co. | 37.2537 | -119.5194 | County Road 222 | North Fork | CA | 93643 | Madera | WECC | CISO | California Independent System Operator | Other | Conventional Hydroelectric | 1 | 3 | 4 | 4.2 | 4.2 | RE | Electric Utility | 70 | I | CRANEVLY_6_N002 | [10 empty] | 1923
279 | WECC | Salt Springs | 14328 | Pacific Gas & Electric Co. | 38.4979 | -120.2181 | Tiger Creek-Salt Springs Road | Pioneer | CA | 95666 | Amador | WECC | CISO | California Independent System Operator | Other | Conventional Hydroelectric | 2 | 1; 2 | 42 | 44 | 44 | RE | Electric Utility | 60 | I | SALTSP_7_UNITS-APND | [10 empty] | 1931
280 | WECC | South | 14328 | Pacific Gas & Electric Co. | 40.3954 | -121.8792 | South Powerhouse Road | Manton | CA | 96059 | Tehama | WECC | CISO | California Independent System Operator | Other | Conventional Hydroelectric | 1 | 1 | 6.7 | 7 | 7 | RE | Electric Utility | 60 | I | SOUTHG_7_B1 | [10 empty] | 1979
281 | WECC | Spaulding 1 | 14328 | Pacific Gas & Electric Co. | 39.3246 | -120.6448 | 11028 Lake Spaulding Rd | Emigrant Gap | CA | 95715 | Nevada | WECC | CISO | California Independent System Operator | Other | Conventional Hydroelectric | 1 | 1 | 7 | 7 | 7 | RE | Electric Utility | 60 | I | SPAULD_6_UNIT12-APND | [10 empty] | 1928
282 | WECC | Spaulding 2 | 14328 | Pacific Gas & Electric Co. | 39.3246 | -120.6454 | 11028 Lake Spaulding Rd | Emigrant Gap | CA | 95715 | Nevada | WECC | CISO | California Independent System Operator | Other | Conventional Hydroelectric | 1 | 1 | 3.7 | 4.4 | 4.4 | RE | Electric Utility | 60 | I | SPAULD_6_UNIT12-APND | [10 empty] | 1928
283 | WECC | Spaulding 3 | 14328 | Pacific Gas & Electric Co. | 39.3377 | -120.6355 | 11028 Lake Spaulding Rd | Emigrant Gap | CA | 95715 | Nevada | WECC | CISO | California Independent System Operator | Other | Conventional Hydroelectric | 1 | 1 | 6.6 | 5.8 | 5.8 | RE | Electric Utility | 60 | I | SPAULD3_7_B1 | [10 empty] | 1929
284 | WECC | Spring Gap | 14328 | Pacific Gas & Electric Co. | 38.1865 | -120.1117 | Frazer Flat Road | Long Barn | CA | 95335 | Tuolumne | WECC | CISO | California Independent System Operator | Other | Conventional Hydroelectric | 1 | 1 | 6 | 7 | 7 | RE | Electric Utility | 70 | I | SPRNGGP_7_B1 | [10 empty] | 1921
285 | WECC | Stanislaus | 14328 | Pacific Gas & Electric Co. | 38.139 | -120.3703 | Camp Nine Road | Vallecito | CA | 95251 | Tuolumne | WECC | CISO | California Independent System Operator | Other | Conventional Hydroelectric | 1 | HC1 | 81.9 | 91 | 91 | RE | Electric Utility | 115 | I | STANISLS_7_B1 | [10 empty] | 1963
286 | WECC | Geysers Unit 5-20 | 7160 | Geysers Power Co LLC | 38.777 | -122.745 | 10350 Socrates Mine Road | Middletown | CA | 95461 | Sonoma | WECC | CISO | California Independent System Operator | Other | Geothermal | 12 | U11; U12; U13; U14; U16; U17; U18; U20; U5; U6; U7; U8 | 1163 | 644 | 673 | NR | IPP Non-CHP | 230 | Q | [11 empty] | 1971
287 | WECC | Tiger Creek | 14328 | Pacific Gas & Electric Co. | 38.4493 | -120.4926 | Tiger Creek Road | Pioneer | CA | 95666 | Amador | WECC | CISO | California Independent System Operator | Other | Conventional Hydroelectric | 2 | H1; H2 | 52.2 | 58 | 58 | RE | Electric Utility | 230 | I | TIGRCK_7_UNITS-APND | [10 empty] | 1931
289 | WECC | Tule River | 66982 | Tule Hydro LLC | 36.1631 | -118.7071 | Highway 190 | Springville | CA | 93265 | Tulare | WECC | CISO | California Independent System Operator | Other | Conventional Hydroelectric | 2 | 1; 2 | 8.4 | 6.4 | 6.4 | RE | Electric Utility | 70 | Q | SPRINGVL_6_N002 | [10 empty] | 1914
290 | WECC | Volta 1 | 14328 | Pacific Gas & Electric Co. | 40.4591 | -121.8671 | Manton-Viola Road | Manton | CA | 96059 | Shasta | WECC | CISO | California Independent System Operator | Other | Conventional Hydroelectric | 1 | 1 | 8.5 | 9 | 9 | RE | Electric Utility | 60 | I | VOLTA1_7_B1 | [10 empty] | 1980
291 | WECC | West Point PH | 14328 | Pacific Gas & Electric Co. | 38.4209 | -120.5496 | Red Corral Road | Pioneer | CA | 95666 | Amador | WECC | CISO | California Independent System Operator | Other | Conventional Hydroelectric | 1 | 1 | 13.6 | 14.5 | 14.5 | RE | Electric Utility | 70 | I | WESTPNT_7_B2 | [10 empty] | 1948
292 | WECC | Wise | 14328 | Pacific Gas & Electric Co. | 38.8899 | -121.0985 | 10850 Wise Road | Auburn | CA | 95603 | Placer | WECC | CISO | California Independent System Operator | Other | Conventional Hydroelectric | 2 | 1; 2 | 16.4 | 17.2 | 17.2 | RE | Electric Utility | 12 | I | WISE1_7_B1; WISE2_7_B1 | [10 empty] | 1917
293 | WECC | A G Wishon | 14328 | Pacific Gas & Electric Co. | 37.151 | -119.5047 | County Road 222 | North Fork | CA | 93643 | Madera | WECC | CISO | California Independent System Operator | Other | Conventional Hydroelectric | 4 | 1; 2; 3; 4 | 12.8 | 20 | 20 | RE | Electric Utility | 70 | I | WISHON_6_UNITS-APND | [10 empty] | 1910
296 | WECC | Fall Creek | 14354 | PacifiCorp | 41.9856 | -122.3605 | Copco Rd, 18 Mi East of I5 | Hornbrook | CA | 96044 | Siskiyou | WECC | PACW | PacifiCorp - West | Other | Conventional Hydroelectric | 3 | 1; 2; 3 | 2.1 | 1.9 | 1.9 | RE | Electric Utility | 69 | I | [11 empty] | 1903
299 | WECC | Blundell | 14354 | PacifiCorp | 38.4889 | -112.8533 | 10 mi east of Highway 257 | Milford | UT | 84751 | Beaver | WECC | PACE | PacifiCorp - East | Other | Geothermal | 2 | 1; 2 | 38.1 | 31.7 | 33.8 | RE | Electric Utility | 46 | I | [11 empty] | 1984
314 | WECC | Drop 5 (CA) | 9216 | Imperial Irrigation District | 32.6731 | -115.392 | Calexico New Port of Entry | Calexico | CA | 92231 | Imperial | WECC | IID | Imperial Irrigation District | Other | Conventional Hydroelectric | 2 | 1; 2 | 4 | 3.8 | 1.8 | RE | Electric Utility | 35 | P | [11 empty] | 1982
315 | WECC | AES Alamitos LLC | 22148 | AES Alamitos LLC | 33.7688 | -118.1009 | 690 N Studebaker Road | Long Beach | CA | 90803 | Los Angeles | WECC | CISO | California Independent System Operator | Natural Gas | Natural Gas Steam Turbine | 3 | 3; 4; 5 | 1115 | 1142 | 1142 | NR | IPP Non-CHP | 220 | Q | ALAMT3G_7_B1; ALAMT4G_7_B1; ALAMT5G_7_B1 | [10 empty] | 1961 | 2026
316 | WECC | Sepulveda Canyon | 12397 | Metropolitan Water District of S CA | 34.0969 | -118.4795 | 1751 N. Sepulveda Blvd | Los Angeles | CA | 90049 | Los Angeles | WECC | LDWP | Los Angeles Department of Water and Power | Other | Conventional Hydroelectric | 1 | 1 | 8.5 | 8.5 | 8.5 | RE | Electric Utility | 34.5 | S | [11 empty] | 1982
317 | WECC | Big Creek 1 | 17609 | Southern California Edison Co | 37.2042 | -119.2396 | 55325 Cascada Road | Big Creek | CA | 93605 | Fresno | WECC | CISO | California Independent System Operator | Other | Conventional Hydroelectric | 4 | 1; 2; 3; 4 | 88.4 | 88.4 | 88.4 | RE | Electric Utility | 220 | I | [11 empty] | 1913
318 | WECC | Big Creek 2 | 17609 | Southern California Edison Co | 37.2 | -119.3069 | 53615 Upper Chawanakee Road | Auberry | CA | 93605 | Fresno | WECC | CISO | California Independent System Operator | Other | Conventional Hydroelectric | 4 | 3; 4; 5; 6 | 66.6 | 66.6 | 66.6 | RE | Electric Utility | 220 | I | [11 empty] | 1913
319 | WECC | Big Creek 3 | 17609 | Southern California Edison Co | 37.1485 | -119.3866 | 47369 Lower Redinger Road | Auberry | CA | 93602 | Fresno | WECC | CISO | California Independent System Operator | Other | Conventional Hydroelectric | 5 | 1; 2; 3; 4; 5 | 174.5 | 173.5 | 173.5 | RE | Electric Utility | 220 | I | [11 empty] | 1923
320 | WECC | Big Creek 4 | 17609 | Southern California Edison Co | 37.139 | -119.4898 | Sierra National Forest | North Fork | CA | 93643 | Madera | WECC | CISO | California Independent System Operator | Other | Conventional Hydroelectric | 2 | 1; 2 | 100 | 100 | 100 | RE | Electric Utility | 220 | I | [11 empty] | 1951
321 | WECC | Big Creek 8 | 17609 | Southern California Edison Co | 37.2096 | -119.3289 | 51374 Mammoth Pool Road | Auberry | CA | 93605 | Fresno | WECC | CISO | California Independent System Operator | Other | Conventional Hydroelectric | 2 | 1; 2 | 75 | 70.8 | 70.8 | RE | Electric Utility | 220 | I | [11 empty] | 1921
322 | WECC | Big Creek 2A | 17609 | Southern California Edison Co | 37.2001 | -119.3068 | Sierra National Forest | Auberry | CA | 93605 | Fresno | WECC | CISO | California Independent System Operator | Other | Conventional Hydroelectric | 2 | 1; 2 | 110 | 100 | 100 | RE | Electric Utility | 220 | I | [11 empty] | 1928
323 | WECC | Bishop Creek 2 | 17609 | Southern California Edison Co | 37.2736 | -118.5733 | Hwy 168 Inyo National Forest | Bishop | CA | 93514 | Inyo | WECC | CISO | California Independent System Operator | Other | Conventional Hydroelectric | 3 | 1; 2; 3 | 7.3 | 7.3 | 7.3 | RE | Electric Utility | 55 | I | [11 empty] | 1908
324 | WECC | Bishop Creek 3 | 17609 | Southern California Edison Co | 37.302 | -118.532 | Hwy168 Inyo National Forest | Bishop | CA | 93514 | Inyo | WECC | CISO | California Independent System Operator | Other | Conventional Hydroelectric | 3 | 1; 2; 3 | 8.4 | 8.4 | 8.4 | RE | Electric Utility | 115 | I | [11 empty] | 1913
325 | WECC | Bishop Creek 4 | 17609 | Southern California Edison Co | 37.323 | -118.5017 | Route 1 Plant 4 | Bishop | CA | 93514 | Inyo | WECC | CISO | California Independent System Operator | Other | Conventional Hydroelectric | 5 | 1; 2; 3; 4; 5 | 8.2 | 8.2 | 8.2 | RE | Electric Utility | 115 | I | [11 empty] | 1905
326 | WECC | Bishop Creek 5 | 17609 | Southern California Edison Co | 37.3344 | -118.4797 | Inyo National Forest | Bishop | CA | 93514 | Inyo | WECC | CISO | California Independent System Operator | Other | Conventional Hydroelectric | 2 | 1; 2 | 4.5 | 3.8 | 3.8 | RE | Electric Utility | 55 | I | [11 empty] | 1919
327 | WECC | Bishop Creek 6 | 17609 | Southern California Edison Co | 37.3499 | -118.4628 | Plant 6 Rd Inyo Nat'l Forest | Bishop | CA | 93514 | Inyo | WECC | CISO | California Independent System Operator | Other | Conventional Hydroelectric | 1 | 1 | 1.6 | 1.6 | 1.6 | RE | Electric Utility | 66 | I | [11 empty] | 1913
332 | WECC | Fontana | 17609 | Southern California Edison Co | 34.1552 | -117.3971 | 3165 N. Riverside | Rialto | CA | 92336 | San Bernardino | WECC | CISO | California Independent System Operator | Other | Conventional Hydroelectric | 2 | 1; 2 | 3 | 3 | 3 | RE | Electric Utility | 12 | I | [11 empty] | 1917
335 | WECC | AES Huntington Beach LLC | 23693 | AES Huntington Beach LLC | 33.6439 | -117.9792 | 21730 Newland Street | Huntington Beach | CA | 92646 | Orange | WECC | CISO | California Independent System Operator | Natural Gas | Natural Gas Steam Turbine | 1 | 2 | 218 | 225.8 | 225.8 | NR | IPP Non-CHP | 220 | Q | HUNT2G_7_B1 | [10 empty] | 1958 | 2026
336 | WECC | Kaweah 2 | 17609 | Southern California Edison Co | 36.4613 | -118.8799 | Kaweah River Drive | Three Rivers | CA | 93271 | Tulare | WECC | CISO | California Independent System Operator | Other | Conventional Hydroelectric | 1 | 2 | 1.8 | 1.8 | 1.8 | RE | Electric Utility | 66 | I | [11 empty] | 1929
337 | WECC | Kaweah 1 | 17609 | Southern California Edison Co | 36.4651 | -118.862 | 44511 Sierra Drive | Three Rivers | CA | 93271 | Tulare | WECC | CISO | California Independent System Operator | Other | Conventional Hydroelectric | 1 | 1 | 2.3 | 2.3 | 2.3 | RE | Electric Utility | 66 | I | [11 empty] | 1929
338 | WECC | Kaweah 3 | 17609 | Southern California Edison Co | 36.4861 | -118.8356 | Kaweah River Drive | Three Rivers | CA | 93271 | Tulare | WECC | CISO | California Independent System Operator | Other | Conventional Hydroelectric | 2 | 1; 2 | 4.8 | 4.5 | 4.5 | RE | Electric Utility | 66 | I | [11 empty] | 1913
339 | WECC | Kern River 3 | 17609 | Southern California Edison Co | 35.7762 | -118.4362 | 15115 Sierra Way | Kernville | CA | 93238 | Kern | WECC | CISO | California Independent System Operator | Other | Conventional Hydroelectric | 2 | 1; 2 | 40.3 | 40.2 | 40.2 | RE | Electric Utility | 66 | I | [11 empty] | 1921
340 | WECC | Kern River 1 | 17609 | Southern California Edison Co | 35.4603 | -118.7796 | Hwy178 Sequoia Nat'l Forest | Bakersfield | CA | 93301 | Kern | WECC | CISO | California Independent System Operator | Other | Conventional Hydroelectric | 4 | 1; 2; 3; 4 | 26.4 | 26.4 | 26.4 | RE | Electric Utility | 66 | I | [11 empty] | 1907
341 | WECC | Long Beach Generation LLC | 11181 | Long Beach Generation LLC | 33.7641 | -118.2248 | 2665 Pier S Lane | Long Beach | CA | 90802 | Los Angeles | WECC | CISO | California Independent System Operator | Natural Gas | Natural Gas Fired Combustion Turbine | 4 | CT1; CT2; CT3; CT4 | 252 | 260 | 260 | NR | IPP Non-CHP | 66 | Q | [11 empty] | 1976
342 | WECC | Lundy | 17609 | Southern California Edison Co | 38.0427 | -119.172 | 9 miles N. of Lee Vining | Lee Vining | CA | 93541 | Mono | WECC | CISO | California Independent System Operator | Other | Conventional Hydroelectric | 2 | 1; 2 | 3 | 3 | 3 | RE | Electric Utility | 55 | I | [11 empty] | 1911
344 | WECC | Mammoth Pool | 17609 | Southern California Edison Co | 37.2203 | -119.338 | Sierra National Forest | North Fork | CA | 93643 | Madera | WECC | CISO | California Independent System Operator | Other | Conventional Hydroelectric | 2 | 1; 2 | 190 | 190 | 190 | RE | Electric Utility | 220 | I | [11 empty] | 1960
350 | WECC | Ormond Beach | 63843 | Ormond Beach Power, LLC | 34.1292 | -119.1689 | 6635 S. Edison Drive | Oxnard | CA | 93033 | Ventura | WECC | CISO | California Independent System Operator | Natural Gas | Natural Gas Steam Turbine | 2 | 1; 2 | 1612 | 1491 | 1491 | NR | IPP Non-CHP | 220 | Q | ORMOND_7_UNIT 1_; ORMOND_7_UNIT 2 | [10 empty] | 1971 | 2027
353 | WECC | Poole | 17609 | Southern California Edison Co | 37.9442 | -119.2161 | Inyo National Forest | Lee Vining | CA | 93541 | Mono | WECC | CISO | California Independent System Operator | Other | Conventional Hydroelectric | 1 | 1 | 11.3 | 11.3 | 11.3 | RE | Electric Utility | 12 | I | [11 empty] | 1924
354 | WECC | Portal | 17609 | Southern California Edison Co | 37.257 | -119.1589 | Hwy168 Sierra Nat'l Forest | Lakeshore | CA | 93634 | Fresno | WECC | CISO | California Independent System Operator | Other | Conventional Hydroelectric | 1 | 1 | 10.8 | 10.8 | 10.8 | RE | Electric Utility | 33 | I | [11 empty] | 1956
357 | WECC | Rush Creek | 17609 | Southern California Edison Co | 37.767 | -119.1233 | June Lake Loop Sierra Ntnl For | June lake | CA | 93529 | Mono | WECC | CISO | California Independent System Operator | Other | Conventional Hydroelectric | 2 | 1; 2 | 13.1 | 11.4 | 11.4 | RE | Electric Utility | 115 | I | [11 empty] | 1916
358 | WECC | Mountainview Generating Station | 17609 | Southern California Edison Co | 34.0818 | -117.2418 | 2492 West San Bernardino Ave. | Redlands | CA | 92374 | San Bernardino | WECC | CISO | California Independent System Operator | Natural Gas | Natural Gas Fired Combined Cycle | 6 | MV3A; MV3B; MV3C; MV4A; MV4B; MV4C | 1036.8 | 1018 | 1110 | RE | Electric Utility | 220 | I | [11 empty] | 2005
361 | WECC | Santa Ana 1 | 17609 | Southern California Edison Co | 34.1452 | -117.0585 | San Barnardino National Forest | Highlands | CA | 92346 | San Bernardino | WECC | CISO | California Independent System Operator | Other | Conventional Hydroelectric | 4 | 1; 2; 3; 4 | 3.2 | 3.2 | 3.2 | RE | Electric Utility | 33 | I | [11 empty] | 1899
363 | WECC | Santa Ana 3 | 17609 | Southern California Edison Co | 34.1072 | -117.0991 | San Bernardino National Forest | Highlands | CA | 92346 | San Bernardino | WECC | CISO | California Independent System Operator | Other | Conventional Hydroelectric | 1 | 1 | 3.1 | 3.1 | 3.1 | RE | Electric Utility | 33 | I | [11 empty] | 1999
365 | WECC | Lower Tule River | 17609 | Southern California Edison Co | 36.1357 | -118.7889 | Hwy190 Sequoia National Forest | Springdale | CA | 93265 | Tulare | WECC | CISO | California Independent System Operator | Other | Conventional Hydroelectric | 2 | 1; 2 | 2.6 | 2.6 | 2.6 | RE | Electric Utility | 66 | I | [11 empty] | 1909
371 | WECC | Columbia Generating Station | 20160 | Energy Northwest | 46.4711 | -119.3339 | 76 N Power Plant Loop | Richland | WA | 99352 | Benton | WECC | BPAT | Bonneville Power Administration | Nuclear | Nuclear | 1 | 2 | 1200 | 1151 | 1172 | RE | Electric Utility | 500 | S | [11 empty] | 1984
376 | WECC | Pardee | 5571 | East Bay Municipal Util Dist | 38.2569 | -120.8507 | Pardee Dam Road at Mokelumne R | Valley Springs | CA | 95252 | Calaveras | WECC | CISO | California Independent System Operator | Other | Conventional Hydroelectric | 3 | 1; 2; 3 | 23.6 | 27.7 | 27.7 | RE | Electric Utility | 60 | M | Pardeb_6_units | [10 empty] | 1930
377 | WECC | Grayson | 7294 | City of Glendale - (CA) | 34.1556 | -118.2782 | 800 Air Way | Glendale | CA | 91201 | Los Angeles | WECC | LDWP | Los Angeles Department of Water and Power | Natural Gas | Natural Gas Fired Combustion Turbine | 1 | 9 | 57.4 | 48 | 48 | RE | Electric Utility | 230 | M | [11 empty] | 2004
378 | MISO | Prairie River | 12647 | ALLETE, Inc. | 47.2872 | -93.4983 | County Rd 61 | Grand Rapids | MN | 55744 | Itasca | MRO | MISO | Midcontinent Independent Transmission System Operator, Inc.. | Other | Conventional Hydroelectric | 2 | 1; 2 | 1 | 0.7 | 0.7 | RE | Electric Utility | 23 | I | [11 empty] | 1920
380 | WECC | Dion R Holm | 16612 | City & County of San Francisco | 37.8966 | -119.9675 | Cherry Lake Road | Groveland | CA | 95321 | Tuolumne | WECC | CISO | California Independent System Operator | Other | Conventional Hydroelectric | 2 | 1; 2 | 180.2 | 186.9 | 184.2 | RE | Electric Utility | 230 | M | INTKEP_2_UNITS-APND | [10 empty] | 1960
381 | WECC | Moccasin | 16612 | City & County of San Francisco | 37.8094 | -120.2993 | Hwy 120-49 junction | Moccasin | CA | 95347 | Tuolumne | WECC | CISO | California Independent System Operator | Other | Conventional Hydroelectric | 2 | 1; 2 | 96.8 | 111.2 | 108.6 | RE | Electric Utility | 115 | M | INTKEP_2_UNITS-APND | [10 empty] | 1969
382 | WECC | R C Kirkwood | 16612 | City & County of San Francisco | 37.8777 | -119.9532 | Cherry Lake Road | Groveland | CA | 95321 | Tuolumne | WECC | CISO | California Independent System Operator | Other | Conventional Hydroelectric | 3 | 1; 2; 3 | 127.3 | 121.4 | 116.7 | RE | Electric Utility | 230 | M | INTKEP_2_UNITS-APND | [10 empty] | 1967
385 | WECC | Drop 2 (CA) | 9216 | Imperial Irrigation District | 32.7054 | -115.031 | Interstate 8 | Holtville | CA | 92250 | Imperial | WECC | IID | Imperial Irrigation District | Other | Conventional Hydroelectric | 2 | 1; 2 | 10 | 9.8 | 5 | RE | Electric Utility | 92 | P | [11 empty] | 1953
386 | WECC | Drop 3 (CA) | 9216 | Imperial Irrigation District | 32.7054 | -115.1261 | Interstate 8 | Holtville | CA | 92250 | Imperial | WECC | IID | Imperial Irrigation District | Other | Conventional Hydroelectric | 2 | 1; 2 | 9.2 | 8.9 | 8.2 | RE | Electric Utility | 92 | P | [11 empty] | 1941
387 | WECC | Drop 4 | 9216 | Imperial Irrigation District | 32.7053 | -115.2191 | 3675 E. Highway 98 | Holtville | CA | 92250 | Imperial | WECC | IID | Imperial Irrigation District | Other | Conventional Hydroelectric | 2 | 1; 2 | 19.6 | 20 | 18 | RE | Electric Utility | 92 | P | [11 empty] | 1941
388 | WECC | Pilot Knob | 9216 | Imperial Irrigation District | 32.7366 | -114.7139 | 450 Algodones Rd. | Winterhaven | CA | 92283 | Imperial | WECC | IID | Imperial Irrigation District | Other | Conventional Hydroelectric | 2 | 1; 2 | 33 | 0 | 18.1 | RE | Electric Utility | 92 | P | [11 empty] | 1957
389 | WECC | El Centro Hybrid | 9216 | Imperial Irrigation District | 32.8022 | -115.54 | 485 E. Villa Avenue | El Centro | CA | 92243 | Imperial | WECC | IID | Imperial Irrigation District | Mixed | Natural Gas Fired Combined Cycle; Natural Gas Steam Turbine; Batteries | 7 | 2; 2A; 30; 31; 32; 4; BESS | 388.3 | 323.1 | 352.5 | RE | Electric Utility | 92 | P | [7 empty] | 20 | 30 | 30 | LIB | 1952
391 | WECC | Big Pine Creek | 11208 | Los Angeles Department of Water & Power | 37.1428 | -118.3241 | 400 Cone Rd. | Big Pine | CA | 93513 | Inyo | WECC | LDWP | Los Angeles Department of Water and Power | Other | Conventional Hydroelectric | 1 | 1 | 3.2 | 3 | 3 | RE | Electric Utility | 34.5 | M | none | [10 empty] | 1925
392 | WECC | Castaic | 11208 | Los Angeles Department of Water & Power | 34.5872 | -118.6566 | 37700 Templin Hwy | Castaic | CA | 91384 | Los Angeles | WECC | LDWP | Los Angeles Department of Water and Power | Other | Hydroelectric Pumped Storage; Conventional Hydroelectric | 7 | 1; 2; 3; 4; 5; 6; 7 | 1682 | 1674.5 | 1674.5 | RE | Electric Utility | 230 | M | none | [10 empty] | 1972
393 | WECC | Control Gorge | 11208 | Los Angeles Department of Water & Power | 37.4379 | -118.557 | 1501 Gorge Rd. | Bishop | CA | 93514 | Inyo | WECC | LDWP | Los Angeles Department of Water and Power | Other | Conventional Hydroelectric | 1 | 1 | 37.5 | 37.5 | 37.5 | RE | Electric Utility | 230 | M | none | [10 empty] | 1952
394 | WECC | Cottonwood | 11208 | Los Angeles Department of Water & Power | 36.4434 | -118.0439 | 651 Power House Rd. | Lone Pine | CA | 93545 | Inyo | WECC | LDWP | Los Angeles Department of Water and Power | Other | Conventional Hydroelectric | 2 | 1; 2 | 1.6 | 2.4 | 2.4 | RE | Electric Utility | 34.5 | M | none | [10 empty] | 1908
396 | WECC | Foothill | 11208 | Los Angeles Department of Water & Power | 34.3182 | -118.4944 | 14351 San Fernando Rd. | Sylmar | CA | 91342 | Los Angeles | WECC | LDWP | Los Angeles Department of Water and Power | Other | Conventional Hydroelectric | 1 | 1 | 8.8 | 8.6 | 8.6 | RE | Electric Utility | 34.5 | M | none | [10 empty] | 1971
397 | WECC | Franklin (CA) | 11208 | Los Angeles Department of Water & Power | 34.1039 | -118.4134 | 1298 N. Beverley Dr. | Beverley Hills | CA | 90210 | Los Angeles | WECC | LDWP | Los Angeles Department of Water and Power | Other | Conventional Hydroelectric | 1 | 1 | 2 | 2 | 2 | RE | Electric Utility | 4.8 | M | none | [10 empty] | 1921
398 | WECC | Haiwee | 11208 | Los Angeles Department of Water & Power | 36.1097 | -117.9567 | 3401 S. Haiwee Rd. | Olancha | CA | 93549 | Inyo | WECC | LDWP | Los Angeles Department of Water and Power | Other | Conventional Hydroelectric | 2 | 1; 2 | 5.6 | 5 | 5 | RE | Electric Utility | 34.5 | M | none | [10 empty] | 1927
399 | WECC | Harbor | 11208 | Los Angeles Department of Water & Power | 33.7706 | -118.2656 | 161 N. Island Ave. | Wilmington | CA | 90744 | Los Angeles | WECC | LDWP | Los Angeles Department of Water and Power | Natural Gas | Natural Gas Fired Combined Cycle; Natural Gas Fired Combustion Turbine | 8 | 10A; 10B; 5; GT10; GT11; GT12; GT13; GT14 | 548.1 | 428 | 432 | RE | Electric Utility | 138 | M | none | [10 empty] | 1995
400 | WECC | Haynes | 11208 | Los Angeles Department of Water & Power | 33.7647 | -118.0991 | 6801 E. 2nd St. | Long Beach | CA | 90803 | Los Angeles | WECC | LDWP | Los Angeles Department of Water and Power | Natural Gas | Natural Gas Steam Turbine; Natural Gas Fired Combined Cycle; Natural Gas Fired Combustion Turbine | 11 | 1; 10; 11; 12; 13; 14; 15; 16; 2; 8; 9 | 1739.1 | 1599.2 | 1614.2 | RE | Electric Utility | 230 | M | none | [10 empty] | 1962
401 | WECC | Middle Gorge | 11208 | Los Angeles Department of Water & Power | 37.51 | -118.5692 | 1501 Gorge Rd. | Bishop | CA | 93514 | Mono | WECC | LDWP | Los Angeles Department of Water and Power | Other | Conventional Hydroelectric | 1 | 1 | 37.5 | 37.5 | 37.5 | RE | Electric Utility | 230 | M | none | [10 empty] | 1952
402 | WECC | Pleasant Valley Hydro | 11208 | Los Angeles Department of Water & Power | 37.4142 | -118.5239 | Pleasant Valley Dam Rd. | Bishop | CA | 93514 | Inyo | WECC | LDWP | Los Angeles Department of Water and Power | Other | Conventional Hydroelectric | 1 | 1 | 3.2 | 2.7 | 2.7 | RE | Electric Utility | 34.5 | M | none | [10 empty] | 1958
403 | WECC | San Fernando | 11208 | Los Angeles Department of Water & Power | 34.3128 | -118.4928 | 14031 San Fernando Rd. | Sylmar | CA | 91342 | Los Angeles | WECC | LDWP | Los Angeles Department of Water and Power | Other | Conventional Hydroelectric | 2 | 1; 2 | 5.6 | 6.1 | 6.1 | RE | Electric Utility | 34.5 | M | none | [10 empty] | 1922
404 | WECC | Scattergood | 11208 | Los Angeles Department of Water & Power | 33.9182 | -118.4276 | 12700 Vista Del Mar | Playa del Rey | CA | 90293 | Los Angeles | WECC | LDWP | Los Angeles Department of Water and Power | Natural Gas | Natural Gas Steam Turbine; Natural Gas Fired Combined Cycle; Natural Gas Fired Combustion Turbine | 6 | 1; 2; 4; 5; 6; 7 | 876 | 778.3 | 778.3 | RE | Electric Utility | 230 | M | none | [10 empty] | 1958 | 2029
407 | WECC | Upper Gorge | 11208 | Los Angeles Department of Water & Power | 37.546 | -118.59 | 1501 Gorge Rd. | Bishop | CA | 93514 | Mono | WECC | LDWP | Los Angeles Department of Water and Power | Other | Conventional Hydroelectric | 1 | 1 | 37.5 | 36.5 | 36.5 | RE | Electric Utility | 230 | M | none | [10 empty] | 1953
408 | WECC | Valley (CA) | 11208 | Los Angeles Department of Water & Power | 34.245 | -118.3913 | 11801 Sheldon St. | Sun Valley | CA | 91352 | Los Angeles | WECC | LDWP | Los Angeles Department of Water and Power | Natural Gas | Natural Gas Fired Combustion Turbine; Natural Gas Fired Combined Cycle | 4 | 5; 6; 7; 8 | 690.5 | 563 | 563 | RE | Electric Utility | 230 | M | none | [10 empty] | 2001
409 | WECC | Exchequer | 12312 | Merced Irrigation District | 37.5843 | -120.2686 | 9188 Village Drive | Snelling | CA | 95369 | Mariposa | WECC | CISO | California Independent System Operator | Other | Conventional Hydroelectric | 1 | 1 | 94.5 | 94.5 | 94.5 | NR | IPP Non-CHP | 115 | P | POD_EXCHEC_7_UNIT 1-APND | [10 empty] | 1967
410 | WECC | McSwain | 12312 | Merced Irrigation District | 37.5221 | -120.3101 | 7912 Lake McClure Road | Snelling | CA | 95369 | Mariposa | WECC | CISO | California Independent System Operator | Other | Conventional Hydroelectric | 1 | 1 | 9 | 9 | 9 | NR | IPP Non-CHP | 70 | P | MCSWAIN_6_N001 | [10 empty] | 1967
412 | WECC | Chicago Park | 13402 | Nevada Irrigation District | 39.1779 | -120.8909 | 24199 Lowell Hill Rd | Colfax | CA | 95713 | Nevada | WECC | CISO | California Independent System Operator | Other | Conventional Hydroelectric | 1 | 2P | 44 | 44 | 44 | NR | IPP Non-CHP | 115 | P | [11 empty] | 1965
413 | WECC | Dutch Flat 2 | 13402 | Nevada Irrigation District | 39.2184 | -120.8352 | Diggins Road | Dutch Flat | CA | 95714 | Nevada | WECC | CISO | California Independent System Operator | Other | Conventional Hydroelectric | 1 | 3P | 27.3 | 27.3 | 27.3 | NR | IPP Non-CHP | 115 | P | [11 empty] | 1965
414 | WECC | Beardsley | 13935 | Oakdale&South San Joaquin Irrigation D. | 38.2026 | -120.077 |  |  | CA | 95364 | Tuolumne | WECC | CISO | California Independent System Operator | Other | Conventional Hydroelectric | 1 | 1 | 10 | 11 | 8.5 | NR | IPP Non-CHP | 115 | P | [11 empty] | 1957
415 | WECC | Donnells | 13935 | Oakdale&South San Joaquin Irrigation D. | 38.2467 | -120.0341 |  |  | CA | 95364 | Tuolumne | WECC | CISO | California Independent System Operator | Other | Conventional Hydroelectric | 1 | H1 | 72 | 72 | 61.2 | NR | IPP Non-CHP | 115 | P | [11 empty] | 1957
416 | WECC | Tulloch | 13935 | Oakdale&South San Joaquin Irrigation D. | 37.8761 | -120.605 | Tulloch Dam Road | Jamestown | CA | 95370 | Tuolumne | WECC | CISO | California Independent System Operator | Other | Conventional Hydroelectric | 3 | 1; 2; 3 | 29.9 | 25.5 | 22.5 | NR | IPP Non-CHP | 115 | P | [11 empty] | 1958
417 | WECC | Forbestown | 14191 | South Feather Water and Power Agency | 39.551 | -121.2788 | Ponderosa Way | Forbestown | CA | 95941 | Butte | WECC | CISO | California Independent System Operator | Other | Conventional Hydroelectric | 1 | 1 | 41.9 | 37.5 | 37.5 | RE | Electric Utility | 115 | P | [11 empty] | 1963
418 | WECC | Kelly Ridge | 14191 | South Feather Water and Power Agency | 39.5318 | -121.4912 | Oroville Dam Blvd | Oroville | CA | 95965 | Butte | WECC | CISO | California Independent System Operator | Other | Conventional Hydroelectric | 1 | 1 | 10 | 10 | 10 | RE | Electric Utility | 60 | P | [11 empty] | 1963
419 | WECC | Woodleaf | 14191 | South Feather Water and Power Agency | 39.5538 | -121.2041 | Forbestown Dam Road | Forbestown | CA | 95941 | Butte | WECC | CISO | California Independent System Operator | Other | Conventional Hydroelectric | 1 | 1 | 67.2 | 60 | 60 | RE | Electric Utility | 115 | P | [11 empty] | 1963
422 | WECC | Glenarm | 14534 | City of Pasadena - (CA) | 34.126 | -118.1494 | 43 East State Street | Pasadena | CA | 91105 | Los Angeles | WECC | CISO | California Independent System Operator | Natural Gas | Natural Gas Fired Combustion Turbine; Natural Gas Fired Combined Cycle | 6 | GT1; GT2; GT3; GT4; GT5; ST1 | 265.6 | 222.4 | 222.4 | RE | Electric Utility | 34 | M | Unit 1; Unit 2; Unit 3; Unit 4; Unit 5 | [10 empty] | 1976
424 | WECC | French Meadows | 15127 | Placer County Water Agency | 39.078 | -120.4061 | NW side of Hell Hole Reservoir | Foresthill | CA | 95631 | Placer | WECC | CISO | California Independent System Operator | Other | Conventional Hydroelectric | 1 | 1 | 15.3 | 16 | 16 | RE | Electric Utility | 60 | P | [11 empty] | 1966
425 | WECC | Middle Fork | 15127 | Placer County Water Agency | 39.0248 | -120.5964 | 5000 Mosquito Ridge Rd. | Foresthill | CA | 95631 | Placer | WECC | CISO | California Independent System Operator | Other | Conventional Hydroelectric | 2 | 1; 2 | 122.4 | 132 | 132 | RE | Electric Utility | 230 | P | [11 empty] | 1966
426 | WECC | Oxbow (CA) | 15127 | Placer County Water Agency | 39.0034 | -120.7467 | 9200 Blacksmith Rd. | Foresthill | CA | 95631 | Placer | WECC | CISO | California Independent System Operator | Other | Conventional Hydroelectric | 1 | 1 | 6.1 | 6 | 6 | RE | Electric Utility | 60 | P | [11 empty] | 1966
427 | WECC | Ralston | 15127 | Placer County Water Agency | 39.001 | -120.7251 | 9600 Blacksmith Flat Rd. | Foresthill | CA | 95631 | Placer | WECC | CISO | California Independent System Operator | Other | Conventional Hydroelectric | 1 | 1 | 79.2 | 86 | 86 | RE | Electric Utility | 230 | P | [11 empty] | 1966
428 | WECC | Parker | 12312 | Merced Irrigation District | 37.4778 | -120.4445 | hwy 59 on Merced/Snelling road | Snelling | CA | 95344 | Merced | WECC | CISO | California Independent System Operator | Other | Conventional Hydroelectric | 1 | 1 | 2.7 | 2.7 | 2.7 | NR | IPP Non-CHP | 12 | P | [11 empty] | 1982
430 | WECC | Camino | 16534 | Sacramento Municipal Util Dist | 38.8288 | -120.5371 | Highway 50 | Camino | CA | 95726 | El Dorado | WECC | BANC | Balancing Authority of Northern California | Other | Conventional Hydroelectric | 2 | H1; H2 | 157.8 | 155.9 | 155.9 | RE | Electric Utility | 230 | P | [11 empty] | 1963
431 | WECC | Jaybird | 16534 | Sacramento Municipal Util Dist | 38.834 | -120.5318 | Highway 50 | Camino | CA | 95725 | El Dorado | WECC | BANC | Balancing Authority of Northern California | Other | Conventional Hydroelectric | 2 | H1; H2 | 161.6 | 156.2 | 156.2 | RE | Electric Utility | 230 | P | [11 empty] | 1961
432 | WECC | Loon Lake | 16534 | Sacramento Municipal Util Dist | 38.9827 | -120.3245 | Ice House Rd | Fresh Pond | CA | 95726 | El Dorado | WECC | BANC | Balancing Authority of Northern California | Other | Conventional Hydroelectric | 1 | H1 | 74.1 | 74.1 | 74.1 | RE | Electric Utility | 69 | P | [11 empty] | 1971
433 | WECC | Robbs Peak | 16534 | Sacramento Municipal Util Dist | 38.8965 | -120.3783 | Ice House Rd | Fresh Pond | CA | 95726 | El Dorado | WECC | BANC | Balancing Authority of Northern California | Other | Conventional Hydroelectric | 1 | 1 | 25.5 | 25.5 | 25.5 | RE | Electric Utility | 69 | P | [11 empty] | 1965
435 | WECC | White Rock/Slab Creek | 16534 | Sacramento Municipal Util Dist | 38.7653 | -120.7874 | Highway 50 | Placerville | CA | 95709 | El Dorado | WECC | BANC | Balancing Authority of Northern California | Other | Conventional Hydroelectric | 4 | H1; H2; H3; H4 | 269.2 | 244.2 | 244.2 | RE | Electric Utility | 230 | P | [11 empty] | 1968 | 2025
436 | WECC | Devil Canyon | 3255 | California Dept. of Water Resources | 34.2056 | -117.3344 | 6900 Devil Canyon Rd. | San Bernardino | CA | 92407 | San Bernardino | WECC | CISO | California Independent System Operator | Other | Conventional Hydroelectric | 4 | 1; 2; 3; 4 | 276.2 | 262 | 262 | RE | Electric Utility | 115 | S | [11 empty] | 1972
437 | WECC | Edward C Hyatt | 3255 | California Dept. of Water Resources | 39.543 | -121.4922 | 460 Glen Dr. | Oroville | CA | 95966 | Butte | WECC | CISO | California Independent System Operator | Other | Conventional Hydroelectric; Hydroelectric Pumped Storage | 6 | 1; 2; 3; 4; 5; 6 | 644.1 | 743.1 | 761.7 | RE | Electric Utility | 230 | S | [11 empty] | 1968
438 | WECC | Thermalito | 3255 | California Dept. of Water Resources | 39.5149 | -121.6301 | 460 Glen Dr. | Oroville | CA | 95966 | Butte | WECC | CISO | California Independent System Operator | Other | Conventional Hydroelectric; Hydroelectric Pumped Storage | 4 | 1; 2; 3; 4 | 115.1 | 115.1 | 111.9 | RE | Electric Utility | 230 | S | [11 empty] | 1968
439 | WECC | Don Pedro | 19281 | Turlock Irrigation District | 37.696 | -120.4202 | 21 Bonds Flat Road | La Grange | CA | 95329 | Tuolumne | WECC | TIDC | Turlock Irrigation District | Other | Conventional Hydroelectric | 4 | 1; 2; 3; 4 | 170.8 | 203.2 | 203.2 | RE | Electric Utility | 69 | P | [11 empty] | 1971
440 | WECC | La Grange | 19281 | Turlock Irrigation District | 37.6697 | -120.4436 | 1249 La Grange Dam Road | La Grange | CA | 95329 | Stanislaus | WECC | TIDC | Turlock Irrigation District | Other | Conventional Hydroelectric | 2 | 1; 2 | 4.5 | 4.3 | 4.3 | RE | Electric Utility | 69 | P | [11 empty] | 1924
441 | WECC | Folsom | 2518 | U S Bureau of Reclamation | 38.7067 | -121.1584 |  | Folsom | CA | 95630 | Sacramento | WECC | BANC | Balancing Authority of Northern California | Other | Conventional Hydroelectric | 3 | 1; 2; 3 | 198.6 | 215.1 | 215.1 | RE | Electric Utility | 230 | F | [11 empty] | 1955
442 | WECC | Judge F Carr | 2518 | U S Bureau of Reclamation | 40.6469 | -122.627 |  | French Gulch | CA | 96003 | Shasta | WECC | BANC | Balancing Authority of Northern California | Other | Conventional Hydroelectric | 2 | 1; 2 | 154.4 | 177.4 | 177.4 | RE | Electric Utility | 230 | F | [11 empty] | 1963
443 | WECC | Keswick | 2518 | U S Bureau of Reclamation | 40.6119 | -122.4464 |  | Redding | CA | 96003 | Shasta | WECC | BANC | Balancing Authority of Northern California | Other | Conventional Hydroelectric | 3 | 1; 2; 3 | 117 | 117 | 117 | RE | Electric Utility | 230 | F | [11 empty] | 1949
444 | WECC | Nimbus | 2518 | U S Bureau of Reclamation | 38.6373 | -121.2202 |  | Folsom | CA | 95630 | Sacramento | WECC | BANC | Balancing Authority of Northern California | Other | Conventional Hydroelectric | 2 | 1; 2 | 13.4 | 16.6 | 16.6 | RE | Electric Utility | 115 | F | [11 empty] | 1955
445 | WECC | Shasta | 2518 | U S Bureau of Reclamation | 40.7175 | -122.4223 |  | Redding | CA | 96003 | Shasta | WECC | BANC | Balancing Authority of Northern California | Other | Conventional Hydroelectric | 7 | 1; 2; 3; 4; 5; S1; S2 | 714 | 714 | 714 | RE | Electric Utility | 230 | F | [11 empty] | 1944
446 | WECC | ONeill | 2518 | U S Bureau of Reclamation | 37.0987 | -121.0477 |  | Los Banos | CA | 95376 | Merced | WECC | CISO | California Independent System Operator | Other | Hydroelectric Pumped Storage | 6 | 1; 2; 3; 4; 5; 6 | 25.2 | 14.4 | 14.4 | RE | Electric Utility | 72.5 | F | [11 empty] | 1967
447 | WECC | Parker Dam | 2518 | U S Bureau of Reclamation | 34.2953 | -114.1402 |  | Parker | CA | 92267 | San Bernardino | WECC | WALC | Western Area Power Administration - Desert Southwest Region | Other | Conventional Hydroelectric | 4 | 1; 2; 3; 4 | 120 | 120 | 120 | RE | Electric Utility | 161 | F | [11 empty] | 1942
448 | WECC | W R Gianelli | 3255 | California Dept. of Water Resources | 37.0692 | -121.0772 | 31770 Gonzaga Rd. | Gustine | CA | 95322 | Merced | WECC | CISO | California Independent System Operator | Other | Hydroelectric Pumped Storage | 8 | 1; 2; 3; 4; 5; 6; 7; 8 | 424 | 401 | 401 | RE | Electric Utility | 230 | S | [11 empty] | 1967
450 | WECC | Spring Creek | 2518 | U S Bureau of Reclamation | 40.6281 | -122.4675 |  | Redding | CA | 96003 | Shasta | WECC | BANC | Balancing Authority of Northern California | Other | Conventional Hydroelectric | 2 | 1; 2 | 180 | 180 | 180 | RE | Electric Utility | 230 | F | [11 empty] | 1964
451 | WECC | Trinity | 2518 | U S Bureau of Reclamation | 40.7973 | -122.7626 |  | Weaverville | CA | 96003 | Trinity | WECC | BANC | Balancing Authority of Northern California | Other | Conventional Hydroelectric | 2 | 1; 2 | 140 | 140 | 140 | RE | Electric Utility | 230 | F | [11 empty] | 1964
454 | WECC | Colgate | 21140 | Yuba County Water Agency | 39.3308 | -121.1917 | 12700 Lake Francis Rd | Dobbins | CA | 95935 | Yuba | WECC | CISO | California Independent System Operator | Other | Conventional Hydroelectric | 2 | 1; 2 | 315 | 352.4 | 352.4 | RE | Electric Utility | 230 | P | COLGATE 1_7_B1; COLGATE 2_7_B1 | [10 empty] | 1969
455 | WECC | Narrows 2 | 21140 | Yuba County Water Agency | 39.239 | -121.2704 | 8764 Scott Forbes Road | Browns Valley | CA | 95918 | Yuba | WECC | CISO | California Independent System Operator | Other | Conventional Hydroelectric | 1 | 1 | 46.7 | 55 | 55 | RE | Electric Utility | 60 | P | NARROWS 2_7_B1 | [10 empty] | 1969
457 | WECC | Bear Valley | 5969 | City of Escondido - (CA) | 33.1662 | -117.0166 | 25130 Lake Wohlford Rd. | Escondido | CA | 92027 | San Diego | WECC | CISO | California Independent System Operator | Other | Conventional Hydroelectric | 2 | HC1; HC2 | 1.4 | 1.4 | 1.4 | RE | Electric Utility | 12 | M | [11 empty] | 1986
460 | WECC | Pueblo | 56146 | Black Hills Colorado Electric, LLC | 38.2667 | -104.6144 | 105 S. Victoria | Pueblo | CO | 81003 | Pueblo | WECC | PSCO | Public Service Company of Colorado | Petroleum | Petroleum Liquids | 4 | IC1; IC3; IC4; IC5 | 8 | 8 | 8 | RE | Electric Utility | 115 | I | [11 empty] | 1964
464 | WECC | Alamosa | 15466 | Public Service Co of Colorado | 37.4594 | -105.8947 | 8073 County Road 8 | Alamosa | CO | 81101 | Alamosa | WECC | PSCO | Public Service Company of Colorado | Natural Gas | Natural Gas Fired Combustion Turbine | 2 | CT1; CT2 | 53.2 | 27 | 35 | RE | Electric Utility | 115 | I | [11 empty] | 1973 | 2026
466 | WECC | Boulder Canyon Hydro | 1994 | Boulder City of | 40.0047 | -105.3325 | 37788 Boulder Canyon Drive | Boulder | CO | 80306 | Boulder | WECC | PSCO | Public Service Company of Colorado | Other | Conventional Hydroelectric | 1 | 1A | 5 | 5 | 5 | NR | IPP Non-CHP | 115 | M | [11 empty] | 2013
467 | WECC | Cabin Creek | 15466 | Public Service Co of Colorado | 39.6551 | -105.7088 | 5167 Guanella Pass Road | Georgetown | CO | 80444 | Clear Creek | WECC | PSCO | Public Service Company of Colorado | Other | Hydroelectric Pumped Storage | 2 | A; B | 300 | 340 | 340 | RE | Electric Utility | 230 | I | [11 empty] | 1967
469 | WECC | Cherokee | 15466 | Public Service Co of Colorado | 39.8073 | -104.9645 | 6198 Franklin St | Denver | CO | 80216 | Adams | WECC | PSCO | Public Service Company of Colorado | Natural Gas | Natural Gas Steam Turbine; Natural Gas Fired Combined Cycle | 4 | 4; 5; 6; 7 | 1006.4 | 886 | 910 | RE | Electric Utility | 115 | I | [11 empty] | 1968 | 2027
470 | WECC | Comanche (CO) | 15466 | Public Service Co of Colorado | 38.2081 | -104.5747 | 2005 Lime Rd. | Pueblo | CO | 81006 | Pueblo | WECC | WACM | Western Area Power Administration - Rocky Mountain Region | Coal | Conventional Steam Coal | 2 | 2; 3 | 1252.8 | 1080 | 1096 | RE | Electric Utility | 345 | I | [11 empty] | 1975 | 2025
471 | WECC | Fruita | 15466 | Public Service Co of Colorado | 39.1364 | -108.7347 | 917 Colorado State Highway 340 | Grand Junction | CO | 81521 | Mesa | WECC | PSCO | Public Service Company of Colorado | Natural Gas | Natural Gas Fired Combustion Turbine | 1 | 1 | 26.6 | 14 | 18 | RE | Electric Utility | 69 | I | [11 empty] | 1973 | 2026
472 | WECC | Georgetown Hydro | 15466 | Public Service Co of Colorado | 39.6919 | -105.6978 | 6th and Griffith St. | Georgetown | CO | 80444 | Clear Creek | WECC | PSCO | Public Service Company of Colorado | Other | Conventional Hydroelectric | 2 | 1; 2 | 1.2 | 1.6 | 1.2 | RE | Electric Utility | 25 | I | [11 empty] | 1906
474 | WECC | Salida | 15466 | Public Service Co of Colorado | 38.5342 | -106.182 | 16880 County Road 220 | Salida | CO | 81201 | Chaffee | WECC | PSCO | Public Service Company of Colorado | Other | Conventional Hydroelectric | 1 | 2 | 0.6 | 0.6 | 0.6 | RE | Electric Utility | 25 | I | [11 empty] | 1908 | 2027
476 | WECC | Shoshone (CO) | 15466 | Public Service Co of Colorado | 39.5701 | -107.2269 | 60111 Highway 6 & 40 | Glenwood Springs | CO | 81601 | Garfield | WECC | PSCO | Public Service Company of Colorado | Other | Conventional Hydroelectric | 2 | A; B | 14.4 | 15 | 8 | RE | Electric Utility | 115 | I | [11 empty] | 1909
477 | WECC | Valmont | 15466 | Public Service Co of Colorado | 40.0195 | -105.202 | 1800 N. 63rd St. | Boulder | CO | 80302 | Boulder | WECC | PSCO | Public Service Company of Colorado | Natural Gas | Natural Gas Fired Combustion Turbine | 1 | 6 | 59.3 | 43 | 51 | RE | Electric Utility | 115 | I | [11 empty] | 1973 | 2026
479 | WECC | Temescal | 12397 | Metropolitan Water District of S CA | 33.8343 | -117.4971 | Eagle Canyon Rd and Cajalco | Corona | CA | 91720 | Riverside | WECC | CISO | California Independent System Operator | Other | Conventional Hydroelectric | 1 | 1 | 2.9 | 2.8 | 2.8 | RE | Electric Utility | 34.5 | S | [11 empty] | 1983
480 | WECC | Corona | 12397 | Metropolitan Water District of S CA | 33.859 | -117.6106 | Adobe Avenue | Corona | CA | 91720 | Riverside | WECC | CISO | California Independent System Operator | Other | Conventional Hydroelectric | 1 | 1 | 2.9 | 2.8 | 2.8 | RE | Electric Utility | 12 | S | [11 empty] | 1983
481 | WECC | Perris | 12397 | Metropolitan Water District of S CA | 33.8361 | -117.1831 | 17801 Lake Perris Ave. | Perris | CA | 92555 | Riverside | WECC | CISO | California Independent System Operator | Other | Conventional Hydroelectric | 1 | 1 | 7.9 | 7.9 | 7.9 | RE | Electric Utility | 34.5 | S | [11 empty] | 1983
482 | WECC | Rio Hondo | 12397 | Metropolitan Water District of S CA | 34.0047 | -118.0992 | 9840 Milla Way | South Gate | CA | 90280 | Los Angeles | WECC | CISO | California Independent System Operator | Other | Conventional Hydroelectric | 1 | 1 | 1.9 | 1.9 | 1.9 | RE | Electric Utility | 12 | S | [11 empty] | 1984
483 | WECC | Coyote Creek | 12397 | Metropolitan Water District of S CA | 33.9249 | -117.9552 | 627 S. Monte Vista | La Habra | CA | 90631 | Orange | WECC | CISO | California Independent System Operator | Other | Conventional Hydroelectric | 1 | 1 | 3.1 | 3.1 | 3.1 | RE | Electric Utility | 66 | S | [11 empty] | 1984
484 | WECC | Red Mountain | 12397 | Metropolitan Water District of S CA | 33.3944 | -117.1889 | 3500 Mission Road | Fallbrook | CA | 92028 | San Diego | WECC | CISO | California Independent System Operator | Other | Conventional Hydroelectric | 1 | 1 | 5.9 | 5.9 | 5.9 | RE | Electric Utility | 34.5 | S | [11 empty] | 1985
487 | WECC | Valley View | 12397 | Metropolitan Water District of S CA | 33.9001 | -117.829 | 4226 Valley View Ave. | Yorba Linda | CA | 92886 | Orange | WECC | CISO | California Independent System Operator | Other | Conventional Hydroelectric | 1 | 1 | 4.1 | 4.1 | 4.1 | RE | Electric Utility | 12 | S | [11 empty] | 1985
489 | WECC | Upper Dawson | 19281 | Turlock Irrigation District | 37.6508 | -120.4706 | 707 La Grange Dam Road | La Grange | CA | 95329 | Tuolumne | WECC | TIDC | Turlock Irrigation District | Other | Conventional Hydroelectric | 1 | 1 | 4.4 | 5.5 | 5.5 | RE | Electric Utility | 69 | P | [11 empty] | 1983
492 | WECC | South Plant (CO) | 3989 | City of Colorado Springs - (CO) | 38.8244 | -104.8333 | 700 S Conejos St | Colorado Springs | CO | 80903 | El Paso | WECC | WACM | Western Area Power Administration - Rocky Mountain Region | Natural Gas | Natural Gas Fired Combustion Turbine | 6 | A1; A2; A3; A4; A5; A6 | 245.1 | 150 | 150 | RE | Electric Utility | 115 | M | [11 empty] | 2023
493 | WECC | George Birdsall | 3989 | City of Colorado Springs - (CO) | 38.8814 | -104.8169 | 213 Nichols Blvd. | Colorado Springs | CO | 80907 | El Paso | WECC | WACM | Western Area Power Administration - Rocky Mountain Region | Natural Gas | Natural Gas Steam Turbine | 3 | 1; 2; 3 | 61.1 | 54 | 54 | RE | Electric Utility | 34.5 | M | [11 empty] | 1953
494 | WECC | Manitou Springs | 3989 | City of Colorado Springs - (CO) | 38.8556 | -104.9331 | 540 Ruxton Avenue | Manitou Spring | CO | 80829 | El Paso | WECC | WACM | Western Area Power Administration - Rocky Mountain Region | Other | Conventional Hydroelectric | 3 | 1; 2; 3 | 5.6 | 5.5 | 5.5 | RE | Electric Utility | 7.2 | M | [11 empty] | 1927
495 | WECC | Ruxton Park | 3989 | City of Colorado Springs - (CO) | 38.8414 | -104.9738 | 100 Knull Drive | Manitou Spring | CO | 80829 | El Paso | WECC | WACM | Western Area Power Administration - Rocky Mountain Region | Other | Conventional Hydroelectric | 1 | 1 | 1 | 1 | 1 | RE | Electric Utility | 7.2 | M | [11 empty] | 1925
502 | WECC | Holly | 8751 | Town of Holly - (CO) | 38.0327 | -102.0737 | Tony Garcia Drive PO Box 458 | Holly | CO | 81047 | Prowers | WECC | WACM | Western Area Power Administration - Rocky Mountain Region | Petroleum | Petroleum Liquids | 3 | 5; CAT; EMD | 2.9 | 2.7 | 2.9 | RE | Electric Utility | 24.9 | M | [11 empty] | 1993
504 | WECC | Julesburg | 9928 | City of Julesburg - (CO) | 40.9505 | -102.2795 | 222 East First St | Julesburg | CO | 80737 | Sedgwick | WECC | WACM | Western Area Power Administration - Rocky Mountain Region | Petroleum | Petroleum Liquids | 4 | 1; 3; 4; 5 | 2.8 | 2.2 | 2.2 | RE | Electric Utility | 2.4 | M | [11 empty] | 1945
505 | WECC | Boysen | 2518 | U S Bureau of Reclamation | 43.4179 | -108.1775 |  | Thermopolis | WY | 82649 | Fremont | WECC | WAUW | Western Area Power Administration UGP West | Other | Conventional Hydroelectric | 2 | 1; 2 | 15 | 17.2 | 17.2 | RE | Electric Utility | 115 | F | [11 empty] | 1952
507 | WECC | Las Animas | 10730 | City of Las Animas - (CO) | 38.0647 | -103.2159 | 733 Moore Ave | Las Animas | CO | 81054 | Bent | WECC | WACM | Western Area Power Administration - Rocky Mountain Region | Petroleum | Petroleum Liquids | 5 | 1; 2; 4; 5; 6 | 5.6 | 5.1 | 5.1 | RE | Electric Utility | 69 | M | [11 empty] | 1941
508 | WECC | Lamar Plant | 10633 | City of Lamar - (CO) | 38.0333 | -102.5379 | 100 North Second Street | Lamar | CO | 81052 | Prowers | WECC | PSCO | Public Service Company of Colorado | Mixed | Petroleum Liquids; Onshore Wind Turbine | 4 | IC1; IC2; T1-T3; T4 | 8 | 7.5 | 7.5 | RE | Electric Utility | 69 | M |  | 4 | GE | 262.4 | [7 empty] | 1946
510 | WECC | Sonoma California Geothermal | 7160 | Geysers Power Co LLC | 38.7903 | -122.7559 | 10350 Socrates Mine Road | Middletown | CA | 95461 | Lake | WECC | CISO | California Independent System Operator | Other | Geothermal | 1 | 1 | 78 | 50 | 55 | NR | IPP Non-CHP | 230 | Q | [11 empty] | 1983
511 | WECC | Trinidad (CO) | 19204 | City of Trinidad - (CO) | 37.179 | -104.4875 | 1925 E Main St | Trinidad | CO | 81082 | Las Animas | WECC | WACM | Western Area Power Administration - Rocky Mountain Region | Mixed | Natural Gas Internal Combustion Engine; Petroleum Liquids | 5 | 3; 4; 5; 6; 7 | 9.2 | 9.2 | 9.2 | RE | Electric Utility | 69 | M | [11 empty] | 1966
512 | WECC | Blue Mesa | 2518 | U S Bureau of Reclamation | 38.4532 | -107.3375 |  | Gunnison | CO | 81401 | Gunnison | WECC | WACM | Western Area Power Administration - Rocky Mountain Region | Other | Conventional Hydroelectric | 2 | 1; 2 | 86.4 | 86.4 | 86.4 | RE | Electric Utility | 115 | F | [11 empty] | 1967
513 | WECC | Estes | 2518 | U S Bureau of Reclamation | 40.3768 | -105.5097 |  | Estes Park | CO | 80517 | Larimer | WECC | WACM | Western Area Power Administration - Rocky Mountain Region | Other | Conventional Hydroelectric | 3 | 1; 2; 3 | 45 | 51.6 | 51.6 | RE | Electric Utility | 115 | F | [11 empty] | 1950
514 | WECC | Morrow Point | 2518 | U S Bureau of Reclamation | 38.4518 | -107.5393 |  | Montrose | CO | 81401 | Montrose | WECC | WACM | Western Area Power Administration - Rocky Mountain Region | Other | Conventional Hydroelectric | 2 | 1; 2 | 173.2 | 173.2 | 173.2 | RE | Electric Utility | 230 | F | [11 empty] | 1970
515 | WECC | Big Thompson | 2518 | U S Bureau of Reclamation | 40.421 | -105.2238 |  | Loveland | CO | 80538 | Larimer | WECC | WACM | Western Area Power Administration - Rocky Mountain Region | Other | Conventional Hydroelectric | 1 | 1 | 4.5 | 5.2 | 4.1 | RE | Electric Utility | 13.8 | F | [11 empty] | 1959
516 | WECC | Green Mountain | 2518 | U S Bureau of Reclamation | 39.8788 | -106.3327 |  | Kremmling | CO | 80459 | Summit | WECC | WACM | Western Area Power Administration - Rocky Mountain Region | Other | Conventional Hydroelectric | 2 | 1; 2 | 26 | 26 | 26 | RE | Electric Utility | 69 | F | [11 empty] | 1943
517 | WECC | Marys Lake | 2518 | U S Bureau of Reclamation | 40.3441 | -105.5343 |  | Estes Park | CO | 80517 | Larimer | WECC | WACM | Western Area Power Administration - Rocky Mountain Region | Other | Conventional Hydroelectric | 1 | 1 | 8.1 | 9.3 | 9.3 | RE | Electric Utility | 115 | F | [11 empty] | 1951
518 | WECC | Flatiron | 2518 | U S Bureau of Reclamation | 40.365 | -105.236 |  | Loveland | CO | 80539 | Larimer | WECC | WACM | Western Area Power Administration - Rocky Mountain Region | Other | Conventional Hydroelectric; Hydroelectric Pumped Storage | 3 | 1; 2; 3 | 94.5 | 94.5 | 94.5 | RE | Electric Utility | 115 | F | [11 empty] | 1954
519 | WECC | Pole Hill | 2518 | U S Bureau of Reclamation | 40.3651 | -105.3251 |  | Loveland | CO | 80537 | Larimer | WECC | WACM | Western Area Power Administration - Rocky Mountain Region | Other | Conventional Hydroelectric | 1 | 1 | 38.2 | 38.2 | 38.2 | RE | Electric Utility | 115 | F | [11 empty] | 1954
520 | WECC | Lower Molina | 2518 | U S Bureau of Reclamation | 39.1937 | -108.0441 |  | Molina | CO | 81401 | Mesa | WECC | WACM | Western Area Power Administration - Rocky Mountain Region | Other | Conventional Hydroelectric | 1 | 1 | 5.6 | 5.6 | 5.6 | RE | Electric Utility | 115 | F | [11 empty] | 1962
521 | WECC | Upper Molina | 2518 | U S Bureau of Reclamation | 39.1438 | -108.0048 |  | Molina | CO | 81401 | Mesa | WECC | WACM | Western Area Power Administration - Rocky Mountain Region | Other | Conventional Hydroelectric | 1 | 1 | 9.9 | 9.9 | 9.9 | RE | Electric Utility | 115 | F | [11 empty] | 1962
525 | WECC | Hayden | 15466 | Public Service Co of Colorado | 40.4856 | -107.185 | 13125 U.S. Highway 40 | Hayden | CO | 81639 | Routt | WECC | PSCO | Public Service Company of Colorado | Coal | Conventional Steam Coal | 2 | 1; 2 | 465.4 | 441 | 441 | RE | Electric Utility | 230 | I | [11 empty] | 1965 | 2027
531 | WECC | Sacramento Municipal Util Dist | 42741 | South Sutter Water District | 39.0488 | -121.317 | PO Box 15830 / 6201 S Street | Sacramento | CA | 95817 | Placer | WECC | CISO | California Independent System Operator | Other | Conventional Hydroelectric | 1 | 1 | 7.2 | 7.2 | 7.2 | RE | Electric Utility | 60 | Q | [11 empty] | 1985
534 | WECC | Jones Fork | 16534 | Sacramento Municipal Util Dist | 38.8503 | -120.3819 | Ice House Rd | Fresh Pond | CA | 95725 | El Dorado | WECC | BANC | Balancing Authority of Northern California | Other | Conventional Hydroelectric | 1 | 1 | 10 | 10 | 10 | RE | Electric Utility | 69 | P | [11 empty] | 1985
535 | WECC | McClellan (CA) | 16534 | Sacramento Municipal Util Dist | 38.6527 | -121.3933 | Watt Ave | Sacramento | CA | 95652 | Sacramento | WECC | BANC | Balancing Authority of Northern California | Natural Gas | Natural Gas Fired Combustion Turbine | 1 | 1 | 77 | 77 | 77 | RE | Electric Utility | 69 | P | [11 empty] | 1986
537 | WECC | Camanche | 5571 | East Bay Municipal Util Dist | 38.2268 | -121.0245 | McIntire Rd | Clements & Wallace | CA | 95227 | San Joaquin | WECC | CISO | California Independent System Operator | Other | Conventional Hydroelectric | 3 | 1; 2; 3 | 10.8 | 10.5 | 10.5 | RE | Electric Utility | 115 | M | Camche_1_PL1X3 | [10 empty] | 1983
550 | WECC | Kettle Falls Generating Station | 20169 | Avista Corp | 48.6203 | -118.1111 | 1151 Hyw. 395 N. | Kettle Falls | WA | 99141 | Stevens | WECC | AVA | Avista Corporation | Mixed | Wood/Wood Waste Biomass; Natural Gas Fired Combustion Turbine | 2 | 1; 2 | 57.9 | 56.2 | 58.7 | RE | Electric Utility | 115 | I | [11 empty] | 1983
584 | WECC | Navajo Dam | 6204 | City of Farmington - (NM) | 36.8061 | -107.6131 | Reservoir Outlet | Farmington | NM | 87401 | San Juan | WECC | WACM | Western Area Power Administration - Rocky Mountain Region | Other | Conventional Hydroelectric | 2 | 1; 2 | 30 | 30 | 30 | RE | Electric Utility | 115 | M | [11 empty] | 1989
585 | WECC | Drop 1 | 9216 | Imperial Irrigation District | 32.7116 | -114.9427 | Interstate 8 | Holtville | CA | 92250 | Imperial | WECC | IID | Imperial Irrigation District | Other | Conventional Hydroelectric | 3 | 1; 2; 3 | 5.7 | 3.8 | 3.7 | RE | Electric Utility | 35 | P | [11 empty] | 1984
586 | WECC | East Highline | 9216 | Imperial Irrigation District | 32.6995 | -115.2824 | 2898 Highway 98 | Holtville | CA | 92250 | Imperial | WECC | IID | Imperial Irrigation District | Other | Conventional Hydroelectric | 1 | 1 | 2.4 | 1 | 0.8 | RE | Electric Utility | 35 | P | [11 empty] | 1984
591 | PJM | Christiana | 56609 | Calpine Mid-Atlantic Generation LLC | 39.7302 | -75.5371 | Christiana Ave & Lobdell St | Wilmington | DE | 19801 | New Castle | RFC | PJM | PJM Interconnection, LLC | Petroleum | Petroleum Liquids | 2 | CH11; CH14 | 55 | 50 | 50 | NR | IPP Non-CHP | 12.5 | Q | 510440; 510441 | [10 empty] | 1973
592 | PJM | Delaware City 10 | 56609 | Calpine Mid-Atlantic Generation LLC | 39.6004 | -75.6268 | Rt 9 & River Road | Delaware City | DE | 19706 | New Castle | RFC | PJM | PJM Interconnection, LLC | Petroleum | Petroleum Liquids | 1 | DC10 | 18.5 | 18 | 18 | NR | IPP Non-CHP | 13.8 | Q | 50524 | [10 empty] | 1968
593 | PJM | Edge Moor | 56609 | Calpine Mid-Atlantic Generation LLC | 39.7389 | -75.5038 | 200 Hay Road | Wilmington | DE | 19809 | New Castle | RFC | PJM | PJM Interconnection, LLC | Mixed | Petroleum Liquids; Natural Gas Steam Turbine | 4 | 10; 3; 4; 5 | 710.3 | 707 | 711 | NR | IPP Non-CHP | 230 | Q | 50887; 50888; 50893; 50894 | [10 empty] | 1954
594 | PJM | Indian River Generating Station | 9332 | Indian River Operations Inc | 38.5857 | -75.2341 | 29416 Power Plant Road | Dagsboro | DE | 19939 | Sussex | RFC | PJM | PJM Interconnection, LLC | Mixed | Petroleum Liquids; Conventional Steam Coal | 2 | 10; 4 | 464.1 | 426.1 | 426.1 | NR | IPP Non-CHP | 69 | Q | [11 empty] | 1967 | 2025
597 | PJM | West Station (DE) | 56609 | Calpine Mid-Atlantic Generation LLC | 39.7283 | -75.6289 | Route 41 | Wilmington | DE | 19808 | New Castle | RFC | PJM | PJM Interconnection, LLC | Petroleum | Petroleum Liquids | 1 | WEST | 16.2 | 15 | 19 | NR | IPP Non-CHP | 12 | Q | 50871 | [10 empty] | 1964
602 | PJM | Brandon Shores | 60421 | Brandon Shores LLC | 39.1821 | -76.5372 | 2030 Brandon Shores Road | Baltimore | MD | 21226 | Anne Arundel | RFC | PJM | PJM Interconnection, LLC | Coal | Conventional Steam Coal | 2 | 1; 2 | 1370.2 | 1273 | 1273 | NR | IPP Non-CHP | 230 | Q | 50659; 50660 | [10 empty] | 1984 | 2029
607 | WECC | Fredonia (WA) | 15500 | Puget Sound Energy Inc | 48.4558 | -122.4358 | 13085 Ball Road | Mt Vernon | WA | 98233 | Skagit | WECC | PSEI | Puget Sound Energy | Natural Gas | Natural Gas Fired Combustion Turbine | 4 | 1; 2; 3; 4 | 376 | 280 | 348 | RE | Electric Utility | 230 | I | [11 empty] | 1984
622 | WECC | South Fork Tolt | 16868 | City of Seattle - (WA) | 47.6992 | -121.7833 | 20030 Cedar Falls Road S.E. | North Bend | WA | 98045 | King | WECC | SCL | Seattle City Light | Other | Conventional Hydroelectric | 1 | 1 | 16.8 | 16.8 | 16.8 | RE | Electric Utility | 115 | M | S_TOLT_1_GEN81GNODE | [10 empty] | 1995
626 | WECC | Oak Flat | 14328 | Pacific Gas & Electric Co. | 40.0753 | -121.1614 | 1000 Caribou Road | Belden | CA | 95956 | Plumas | WECC | CISO | California Independent System Operator | Other | Conventional Hydroelectric | 1 | 1 | 1.4 | 1.3 | 1.3 | RE | Electric Utility | 21 | I | BCKSCRK_7_N002 | [10 empty] | 1985
632 | WECC | Newcastle | 14328 | Pacific Gas & Electric Co. | 38.8352 | -121.093 | Newcastle- Rocklin Road | Auburn | CA | 95603 | Placer | WECC | CISO | California Independent System Operator | Other | Conventional Hydroelectric | 1 | 1 | 12.7 | 11.5 | 11.5 | RE | Electric Utility | 115 | I | NEWCSTLE_7_B1 | [10 empty] | 1986
674 | WECC | Pilot Butte | 2518 | U S Bureau of Reclamation | 43.219 | -108.7877 |  | Morton | WY | 82644 | Fremont | WECC | WAUW | Western Area Power Administration UGP West | Other | Conventional Hydroelectric | 2 | 1; 2 | 1.6 | 1.6 | 1.5 | RE | Electric Utility | 34.5 | F | [11 empty] | 1925
682 | WECC | Kerckhoff 2 | 14328 | Pacific Gas & Electric Co. | 37.0718 | -119.558 | Smally Road | Auberry | CA | 93602 | Fresno | WECC | CISO | California Independent System Operator | Other | Conventional Hydroelectric | 1 | 1 | 139.5 | 155 | 155 | RE | Electric Utility | 115 | I | KERCKHOF_7_B1 | [10 empty] | 1983
698 | SPP | Trenton North | 19150 | Trenton Municipal Utilities - (MO) | 40.0786 | -93.635 | 921 Industrial Drive | Trenton | MO | 64683 | Grundy | SERC | SWPP | Southwest Power Pool | Petroleum | Petroleum Liquids | 5 | 1; 2; 3; 4; 5 | 13.5 | 13.5 | 13.5 | RE | Electric Utility | 13.2 | M | [11 empty] | 1974
714 | WECC | Toadtown | 14328 | Pacific Gas & Electric Co. | 39.8935 | -121.5934 | Toadtown Road | Magalia | CA | 95954 | Butte | WECC | CISO | California Independent System Operator | Other | Conventional Hydroelectric | 1 | 1 | 1.8 | 1.5 | 1.5 | RE | Electric Utility | 12 | I | TOADTWN_7_N002 | [10 empty] | 1986
745 | WECC | Etiwanda | 12397 | Metropolitan Water District of S CA | 34.1035 | -117.5257 | 8248 Etiwanda Ave | Rancho Cucamonga | CA | 91730 | San Bernardino | WECC | CISO | California Independent System Operator | Other | Conventional Hydroelectric | 1 | 1 | 23.9 | 23.9 | 23.9 | RE | Electric Utility | 66 | S | [11 empty] | 1994
751 | WECC | Moccasin Low Head Hydro Project | 16612 | City & County of San Francisco | 37.8164 | -120.312 | Hwy 120-49 Junction | Moccasin | CA | 95347 | Tuolumne | WECC | CISO | California Independent System Operator | Other | Conventional Hydroelectric | 1 | 1 | 2.9 | 1.5 | 1.5 | RE | Electric Utility | 115 | M | INTKEP_2_UNITS-APND | [10 empty] | 1987
776 | WECC | Sly Creek | 14191 | South Feather Water and Power Agency | 39.5804 | -121.1195 | Barton Hill Road | Forbestown | CA | 95941 | Butte | WECC | CISO | California Independent System Operator | Other | Conventional Hydroelectric | 1 | 1 | 12.1 | 12.1 | 12.1 | RE | Electric Utility | 115 | P | [11 empty] | 1983
785 | SPP | Kingsley | 3271 | Central Nebraska Pub P&I Dist | 41.2114 | -101.6681 | 199 Central District Drive | Ogallala | NE | 69153 | Keith | MRO | SWPP | Southwest Power Pool | Other | Conventional Hydroelectric | 1 | 1 | 50 | 41 | 41 | RE | Electric Utility | 115 | P | NPPDKINGSLEYUN1 | [10 empty] | 1984
790 | WECC | Gem State | 9187 | City of Idaho Falls - (ID) | 43.4202 | -112.1019 | 8635 S. 35th West | Idaho Falls | ID | 83402 | Bonneville | WECC | PACE | PacifiCorp - East | Other | Conventional Hydroelectric | 1 | 1 | 23.4 | 23.4 | 23.4 | RE | Electric Utility | 161 | M | [11 empty] | 1988
809 | WECC | American Falls | 9191 | Idaho Power Co | 42.7778 | -112.8764 | 2891 Fish Hatchery Road | American Falls | ID | 83211 | Power | WECC | IPCO | Idaho Power Company | Other | Conventional Hydroelectric | 3 | 1; 2; 3 | 92.4 | 100.42 | 50.1 | RE | Electric Utility | 138 | I | AFPR_1_TOT_GEN-APND | [10 empty] | 1978
810 | WECC | Bliss (ID) | 9191 | Idaho Power Co | 42.9138 | -115.071 | 1925 Power Plant Road | Bliss | ID | 83314 | Gooding | WECC | IPCO | Idaho Power Company | Other | Conventional Hydroelectric | 3 | 1; 2; 3 | 75 | 78.97 | 53.33 | RE | Electric Utility | 138 | I | BSPO_1_TOT_GEN-APNDBSPO_1_TOT_GEN-APND; BSPO_1_TOT_GEN-APND | [10 empty] | 1949
811 | WECC | Brownlee | 9191 | Idaho Power Co | 44.8367 | -116.8975 | ID Highway #71 @ the Snake R. | Cambridge | ID | 83610 | Washington | WECC | IPCO | Idaho Power Company | Other | Conventional Hydroelectric | 5 | 1; 2; 3; 4; 5 | 675 | 660.89 | 652.48 | RE | Electric Utility | 230 | I | BLPR_GNODE011; BLPR_GNODE012; BLPR_GNODE013; BLPR_GNODE014; BLPR_GNODE015 | [10 empty] | 1958
812 | WECC | C J Strike | 9191 | Idaho Power Co | 42.9449 | -115.9779 | 26378 Strike Dam Cutoff Road | Bruneau | ID | 83604 | Owyhee | WECC | IPCO | Idaho Power Company | Other | Conventional Hydroelectric | 3 | 1; 2; 3 | 82.8 | 91.78 | 91.55 | RE | Electric Utility | 138 | I | SKPR_GNODE011; SKPR_GNODE012; SKPR_GNODE013 | [10 empty] | 1952
813 | WECC | Cascade Dam (ID) | 9191 | Idaho Power Co | 44.5256 | -116.0483 | 601 Lake Way | Cascade | ID | 83611 | Valley | WECC | IPCO | Idaho Power Company | Other | Conventional Hydroelectric | 2 | 1; 2 | 12.4 | 13.59 | 1.62 | RE | Electric Utility | 69 | I | CDPO_6_TOT_GEN-APND | [10 empty] | 1983
814 | WECC | Clear Lake | 9191 | Idaho Power Co | 42.667 | -114.7801 | 3696 Canyon Lane | Buhl | ID | 83316 | Gooding | WECC | IPCO | Idaho Power Company | Other | Conventional Hydroelectric | 1 | 1 | 2.5 | 2.29 | 2.27 | RE | Electric Utility | 46 | I | CLPR_GNODE001 | [10 empty] | 1937
815 | WECC | Lower Malad | 9191 | Idaho Power Co | 42.8658 | -114.9062 | 2.5 Miles N, Highway 30 | Hagerman | ID | 83332 | Gooding | WECC | IPCO | Idaho Power Company | Other | Conventional Hydroelectric | 1 | 1 | 13.5 | 15.81 | 15.41 | RE | Electric Utility | 138 | I | LMPR_GNODE001 | [10 empty] | 1948
816 | WECC | Lower Salmon | 9191 | Idaho Power Co | 42.8416 | -114.9036 | 902 D Justice Grade | Hagerman | ID | 83332 | Gooding | WECC | IPCO | Idaho Power Company | Other | Conventional Hydroelectric | 4 | 1; 2; 3; 4 | 60 | 71.55 | 60.89 | RE | Electric Utility | 138 | I | LSPR_1_TOT_GEN-APND | [10 empty] | 1949
817 | WECC | Salmon Diesel | 9191 | Idaho Power Co | 45.1834 | -113.8853 | 14 St. Charles Rd. | Salmon | ID | 83467 | Lemhi | WECC | IPCO | Idaho Power Company | Petroleum | Petroleum Liquids | 2 | 1; 2 | 5 | 5.58 | 5.58 | RE | Electric Utility | 69 | I | [11 empty] | 1967
818 | WECC | Shoshone Falls | 9191 | Idaho Power Co | 42.5975 | -114.4033 | 730 Canyon Drive | Twin Falls | ID | 83301 | Jerome | WECC | IPCO | Idaho Power Company | Other | Conventional Hydroelectric | 2 | 3; 4 | 14.7 | 15.38 | 6.08 | RE | Electric Utility | 46 | I | SFPR_GNODE003 | [10 empty] | 1921
819 | WECC | Swan Falls | 9191 | Idaho Power Co | 43.2435 | -116.3791 | 27201 Swan Falls Rd | Kuna | ID | 83634 | Ada | WECC | IPCO | Idaho Power Company | Other | Conventional Hydroelectric | 2 | 1; 2 | 27.2 | 23.52 | 29.95 | RE | Electric Utility | 138 | I | SWPO_1_TOT_GEN-APND | [10 empty] | 1994
820 | WECC | Thousand Springs | 9191 | Idaho Power Co | 42.7405 | -114.8367 | 1230A Thousand Springs Grade | Wendell | ID | 83355 | Gooding | WECC | IPCO | Idaho Power Company | Other | Conventional Hydroelectric | 1 | 3 | 6.8 | 6.74 | 6.74 | RE | Electric Utility | 46 | I | [11 empty] | 1920
821 | WECC | Twin Falls (ID) | 9191 | Idaho Power Co | 42.5892 | -114.3553 | 3593 Twin Falls Grade | Kimberly | ID | 83341 | Twin Falls | WECC | IPCO | Idaho Power Company | Other | Conventional Hydroelectric | 2 | 1; 2 | 52.7 | 52.59 | 7.32 | RE | Electric Utility | 138 | I | TFPR_1_TOT_GEN-APND | [10 empty] | 1935
822 | WECC | Upper Salmon A | 9191 | Idaho Power Co | 42.7674 | -114.9247 | Salmon Falls Rd. | Hagerman | ID | 83332 | Twin Falls | WECC | IPCO | Idaho Power Company | Other | Conventional Hydroelectric | 2 | 1; 2 | 18 | 17.6 | 13.72 | RE | Electric Utility | 138 | I | US12_1_TOT_A_GEN-APND; S12_1_TOT_A_GEN-APND | [10 empty] | 1937
823 | WECC | Upper Malad | 9191 | Idaho Power Co | 42.8643 | -114.8855 | 2.5 Miles N, Highway 30 | Hagerman | ID | 83332 | Gooding | WECC | IPCO | Idaho Power Company | Other | Conventional Hydroelectric | 1 | 1 | 8.3 | 7.66 | 7.89 | RE | Electric Utility | 46 | I | UMPR_GNODE001 | [10 empty] | 1948
825 | WECC | Ashton | 14354 | PacifiCorp | 44.0786 | -111.4973 | 1338 N 3300 E | Ashton | ID | 83420 | Fremont | WECC | PACE | PacifiCorp - East | Other | Conventional Hydroelectric | 3 | 1; 2; 3 | 6.7 | 7.1 | 7.1 | RE | Electric Utility | 46 | I | [11 empty] | 1917
827 | WECC | Grace | 14354 | PacifiCorp | 42.5367 | -111.794 | 822 Grace Power Plant Road | Grace | ID | 83241 | Caribou | WECC | PACE | PacifiCorp - East | Other | Conventional Hydroelectric | 3 | 3; 4; 5 | 33 | 33 | 33 | RE | Electric Utility | 138 | I | [11 empty] | 1923
829 | WECC | Oneida | 14354 | PacifiCorp | 42.2678 | -111.7485 | Oneida Narrows Road | Riverdale | ID | 83263 | Franklin | WECC | PACE | PacifiCorp - East | Other | Conventional Hydroelectric | 3 | 1; 2; 3 | 30 | 27.9 | 27.9 | RE | Electric Utility | 138 | I | [11 empty] | 1915
831 | WECC | Soda | 14354 | PacifiCorp | 42.6446 | -111.6967 | 1579 Soda Power Plant Road | Soda Springs | ID | 83276 | Caribou | WECC | PACE | PacifiCorp - East | Other | Conventional Hydroelectric | 2 | 1; 2 | 14.6 | 15.2 | 15.2 | RE | Electric Utility | 138 | I | [11 empty] | 1924
833 | WECC | Cabinet Gorge | 20169 | Avista Corp | 48.0844 | -116.0531 | 61940 Hwy 200 | Clark Fork | ID | 83811 | Bonner | WECC | AVA | Avista Corporation | Other | Conventional Hydroelectric | 4 | 1; 2; 3; 4 | 265.2 | 254.6 | 294.8 | RE | Electric Utility | 230 | I | [11 empty] | 1952
835 | WECC | Post Falls | 20169 | Avista Corp | 47.7033 | -116.9539 | 1091 W 4th Ave. | Post Falls | ID | 83854 | Kootenai | WECC | AVA | Avista Corporation | Other | Conventional Hydroelectric | 6 | 1; 2; 3; 4; 5; 6 | 14.5 | 17.5 | 18 | RE | Electric Utility | 115 | I | [11 empty] | 1906
839 | WECC | Scott Flat | 13402 | Nevada Irrigation District | 39.2721 | -120.9325 | Hwy 20 At Scotts Flat Rd/ Dam | Nevada City | CA | 95959 | Nevada | WECC | CISO | California Independent System Operator | Other | Conventional Hydroelectric | 1 | 7P | 1 | 0.9 | 0.9 | NR | IPP Non-CHP | 12 | P | [11 empty] | 1985
840 | WECC | Dworshak | 19400 | USACE Northwestern Division | 46.5143 | -116.2977 | 1428 North Fork Drive | Ahsahka | ID | 83520 | Clearwater | WECC | BPAT | Bonneville Power Administration | Other | Conventional Hydroelectric | 3 | 1; 2; 3 | 465 | 465 | 400 | RE | Electric Utility | 500 | F | [11 empty] | 1974
841 | WECC | City Power Plant | 9187 | City of Idaho Falls - (ID) | 43.4914 | -112.0454 | 140 S. Capital Ave. | Idaho Falls | ID | 83402 | Bonneville | WECC | PACE | PacifiCorp - East | Other | Conventional Hydroelectric | 1 | 3 | 8 | 8 | 8 | RE | Electric Utility | 46 | M | [11 empty] | 1982
843 | WECC | Lower No 2 | 9187 | City of Idaho Falls - (ID) | 43.4684 | -112.0626 | 1690 W. Sunnyside | Idaho Falls | ID | 83402 | Bonneville | WECC | PACE | PacifiCorp - East | Other | Conventional Hydroelectric | 1 | 1 | 3 | 3 | 3 | RE | Electric Utility | 46 | M | [11 empty] | 1940
844 | WECC | Upper Power Plant | 9187 | City of Idaho Falls - (ID) | 43.5527 | -112.051 | 6598 West River Road | Idaho Falls | ID | 83402 | Bonneville | WECC | PACE | PacifiCorp - East | Other | Conventional Hydroelectric | 1 | 4 | 8 | 8 | 8 | RE | Electric Utility | 46 | M | [11 empty] | 1982
846 | WECC | Combie South | 13402 | Nevada Irrigation District | 39.0096 | -121.0591 | Hwy 49 At Combie Rd/ Dam | Auburn | CA | 95722 | Nevada | WECC | CISO | California Independent System Operator | Other | Conventional Hydroelectric | 3 | 1; 2; 3 | 1.5 | 1.5 | 1.5 | NR | IPP Non-CHP | 12 | P | [11 empty] | 1984
850 | WECC | Palisades Dam | 2518 | U S Bureau of Reclamation | 43.3348 | -111.2058 |  | Palisades | ID | 83428 | Bonneville | WECC | BPAT | Bonneville Power Administration | Other | Conventional Hydroelectric | 4 | 1; 2; 3; 4 | 176.4 | 176.4 | 176.4 | RE | Electric Utility | 115 | F | [11 empty] | 1957
851 | WECC | Albeni Falls | 19400 | USACE Northwestern Division | 48.1802 | -116.9986 | 2376 East Highway 2 | Oldtown | ID | 83822 | Bonner | WECC | BPAT | Bonneville Power Administration | Other | Conventional Hydroelectric | 3 | 1; 2; 3 | 42 | 42 | 42 | RE | Electric Utility | 115 | F | [11 empty] | 1955
869 | PJM | Dresden Generating Station | 55951 | Constellation Nuclear | 41.39 | -88.27 | 12RR1 Morris | Morris | IL | 60450 | Grundy | RFC | PJM | PJM Interconnection, LLC | Nuclear | Nuclear | 2 | 2; 3 | 2018.6 | 1797 | 1871.8 | NR | IPP Non-CHP | 345 | Q | 86101102; 86101103 | [10 empty] | 1970
876 | PJM | Kincaid Generation LLC | 59918 | Dynegy Kincaid Generation | 39.5906 | -89.4964 | 4 Miles West of Kincaid Rt 104 | Kincaid | IL | 62540 | Christian | RFC | PJM | PJM Interconnection, LLC | Coal | Conventional Steam Coal | 2 | 1; 2 | 1319 | 1112 | 1112 | NR | IPP Non-CHP | 345 | Q | PJM | [10 empty] | 1967 | 2027
879 | PJM | Powerton | 12384 | Midwest Generations EME LLC | 40.5408 | -89.6786 | Rt 29 & Manito Rd | Pekin | IL | 61554 | Tazewell | RFC | PJM | PJM Interconnection, LLC | Coal | Conventional Steam Coal | 2 | 5; 6 | 1785.6 | 1538 | 1538 | NR | IPP Non-CHP | 345 | Q | [11 empty] | 1972
880 | PJM | Quad Cities Generating Station | 55951 | Constellation Nuclear | 41.7261 | -90.3103 | 22710 206 Ave N | Cordova | IL | 61242 | Rock Island | RFC | PJM | PJM Interconnection, LLC | Nuclear | Nuclear | 2 | 1; 2 | 2018.6 | 1819 | 1866.6 | NR | IPP Non-CHP | 345 | Q | 86251101; 86251102 | [10 empty] | 1972
883 | PJM | Waukegan | 12384 | Midwest Generations EME LLC | 42.3833 | -87.8133 | 10 Greenwood Ave | Waukegan | IL | 60087 | Lake | RFC | PJM | PJM Interconnection, LLC | Petroleum | Petroleum Liquids | 4 | 311; 312; 321; 322 | 112 | 107.8 | 143.7 | NR | IPP Non-CHP | 138 | Q | [11 empty] | 1968
886 | PJM | Fisk Street | 12384 | Midwest Generations EME LLC | 41.8508 | -87.6533 | 1111 W Cermak Rd | Chicago | IL | 60608 | Cook | RFC | PJM | PJM Interconnection, LLC | Petroleum | Petroleum Liquids | 8 | 311; 312; 321; 322; 331; 332; 341; 342 | 260 | 197.2 | 263.7 | NR | IPP Non-CHP | 138 | Q | [11 empty] | 1968
889 | MISO | Baldwin Energy Complex | 5517 | Dynegy Midwest Generation Inc | 38.205 | -89.8544 | 10901 Baldwin Rd Box146 | Baldwin | IL | 62217 | Randolph | SERC | MISO | Midcontinent Independent Transmission System Operator, Inc.. | Coal | Conventional Steam Coal | 2 | 1; 2 | 1259.6 | 1157 | 1185 | NR | IPP Non-CHP | 345 | Q | AMIL.BALDW151; AMIL.BALDW152 | [10 empty] | 1970 | 2027
899 | MISO | Moline | 12341 | MidAmerican Energy Co | 41.51 | -90.534 | 100 2nd Street | Moline | IL | 61265 | Rock Island | MRO | MISO | Midcontinent Independent Transmission System Operator, Inc.. | Mixed | Natural Gas Fired Combustion Turbine; Conventional Hydroelectric | 8 | GT1; GT2; GT3; GT4; HY1; HY2; HY3; HY4 | 75.6 | 63.2 | 83.2 | RE | Electric Utility | 69 | I | MEC.MOLCT14 | [10 empty] | 1942
902 | WECC | Bottle Rock Power | 65355 | Mayacma Geothermal | 38.8348 | -122.7677 | 7385 High Valley Road | Cobb | CA | 95426 | Lake | WECC | CISO | California Independent System Operator | Other | Geothermal | 1 | 1 | 55 | 9 | 9 | NR | IPP Non-CHP | 230 | Q | [11 empty] | 1985
903 | MISO | Rockton | 57280 | Eagle Creek Renewable Energy, LLC | 42.4511 | -89.0756 | Center & Hawick Street | Rockton | IL | 61072 | Winnebago | RFC | MISO | Midcontinent Independent Transmission System Operator, Inc.. | Other | Conventional Hydroelectric | 2 | 1; 2 | 1.1 | 1.1 | 1.1 | NR | IPP Non-CHP | 12.4 | Q | [11 empty] | 1929
905 | WECC | Alamo | 3255 | California Dept. of Water Resources | 34.8158 | -118.6867 | Unnamed Road | Pearblossom | CA | 93553 | Los Angeles | WECC | CISO | California Independent System Operator | Other | Conventional Hydroelectric | 1 | 1 | 19.6 | 17 | 17 | RE | Electric Utility | 66 | S | [11 empty] | 1986
913 | MISO | Venice | 19436 | Union Electric Co - (MO) | 38.6642 | -90.1764 | 701 Main Street | Venice | IL | 62090 | Madison | SERC | MISO | Midcontinent Independent Transmission System Operator, Inc.. | Natural Gas | Natural Gas Fired Combustion Turbine | 4 | GT2; GT3; GT4; GT5 | 586 | 486 | 562 | RE | Electric Utility | 138 | I | AMMO.VENCTG2; AMMO.VENCTG3; AMMO.VENCTG4; AMMO.VENCTG5 | [10 empty] | 2002
917 | WECC | Quincy Chute | 14624 | PUD No 2 of Grant County | 46.9825 | -119.2578 | White Trail Road | Quincy | WA | 98848 | Grant | WECC | GCPD | Public Utility District No. 2 of Grant County, Washington | Other | Conventional Hydroelectric | 1 | 1 | 9.4 | 9.4 | 9.4 | RE | Electric Utility | 115 | P | [11 empty] | 1985
925 | WECC | Hydro Plant No 3 | 5932 | City of Ephraim - (UT) | 39.2056 | -111.3344 | 4785 E 4800 N | east of Ephraim | UT | 84627 | Sanpete | WECC | PACE | PacifiCorp - East | Other | Conventional Hydroelectric | 2 | 2; 3 | 2.8 | 2.6 | 2.1 | RE | Electric Utility | 2.4 | M | [11 empty] | 1984
934 | MISO | Breese | 2188 | City of Breese - (IL) | 38.6075 | -89.5245 | 800 North First Street | Breese | IL | 62230 | Clinton | SERC | MISO | Midcontinent Independent Transmission System Operator, Inc.. | Petroleum | Petroleum Liquids | 7 | 2; 5; 6; 7; 8; IC1; IC3 | 16.9 | 17 | 17 | RE | Electric Utility | 69 | M | AMIL.IP.IMEA | [10 empty] | 1953
935 | MISO | Bushnell | 2634 | City of Bushnell - (IL) | 40.5486 | -90.5138 | 175 Charles Street | Bushnell | IL | 61422 | McDonough | SERC | MISO | Midcontinent Independent Transmission System Operator, Inc.. | Petroleum | Petroleum Liquids | 7 | 1; 2; 3; 4; 5; 6; 7 | 10.8 | 10.8 | 10.8 | RE | Electric Utility | 69 | M | AMIL.IP.IMEA | [10 empty] | 1940
936 | MISO | Carlyle | 3037 | City of Carlyle - (IL) | 38.6106 | -89.3583 | 550 First St | Carlyle | IL | 62231 | Clinton | SERC | MISO | Midcontinent Independent Transmission System Operator, Inc.. | Petroleum | Petroleum Liquids | 5 | 10; 11; 7; 8; 9 | 12.3 | 12.3 | 12.3 | RE | Electric Utility | 69 | M | [11 empty] | 1964
937 | MISO | Carmi | 3040 | City of Carmi - (IL) | 38.0967 | -88.1631 | 108 Shipley | Carmi | IL | 62821 | White | SERC | MISO | Midcontinent Independent Transmission System Operator, Inc.. | Petroleum | Petroleum Liquids | 7 | 10; 12; 13; 14; 7; 8; 9 | 13.4 | 13 | 13 | RE | Electric Utility | 69 | M | [11 empty] | 1948
941 | MISO | Farmer City | 6192 | City of Farmer City - (IL) | 40.2461 | -88.6388 | 401 E Allen St | Farmer City | IL | 61842 | DeWitt | SERC | MISO | Midcontinent Independent Transmission System Operator, Inc.. | Mixed | Natural Gas Internal Combustion Engine; Petroleum Liquids | 6 | 1; 2; 4; 5; 6; 7 | 11.3 | 9.7 | 9.7 | RE | Electric Utility | 12.47 | M | AMIL.IP.IMEA | [10 empty] | 1951
943 | MISO | Freeburg | 6764 | Village of Freeburg - (IL) | 38.4256 | -89.9144 | 412 WEST HIGH St. | Freeburg | IL | 62243 | St Clair | SERC | MISO | Midcontinent Independent Transmission System Operator, Inc.. | Petroleum | Petroleum Liquids | 11 | 1; 10; 11; 12; 2; 3; 4; 6; 7; 8; 9 | 15.8 | 15.8 | 15.8 | RE | Electric Utility | 34.5 | M | AMIL.IMEA1 | [10 empty] | 1948
944 | MISO | Geneseo | 7095 | City of Geneseo - (IL) | 41.4515 | -90.1485 | 433 East North Street | Geneseo | IL | 61254 | Henry | MRO | MISO | Midcontinent Independent Transmission System Operator, Inc.. | Mixed | Natural Gas Internal Combustion Engine; Onshore Wind Turbine; Solar Photovoltaic; Petroleum Liquids | 11 | 1; 10; 11; 12; 2; 3; 4; 5A; 6A; 7; 9 | 33.6 | 27.2 | 27.2 | RE | Electric Utility | 69 | M |  | 2 | VENSYS | 200 | 1.2 | N | [5 empty] | 1957
946 | MISO | Highland | 8573 | City of Highland | 38.7412 | -89.6849 | 501 Ninth Street | Highland | IL | 62249 | Madison | SERC | MISO | Midcontinent Independent Transmission System Operator, Inc.. | Petroleum | Petroleum Liquids | 5 | IC1; IC2; IC3; IC7; IC8 | 13.6 | 12.8 | 12.8 | RE | Electric Utility | 13.2 | M | [11 empty] | 1971
948 | MISO | McLeansboro | 12167 | City of McLeansboro - (IL) | 38.0947 | -88.5413 | 305 West Market St | McLeansboro | IL | 62859 | Hamilton | SERC | MISO | Midcontinent Independent Transmission System Operator, Inc.. | Petroleum | Petroleum Liquids | 6 | 2; 5; 6; 7; 8; 9 | 9.2 | 8.4 | 8.4 | RE | Electric Utility | 69 | M | [11 empty] | 1950
949 | MISO | Marshall (IL) | 11736 | City of Marshall - (IL) | 39.3921 | -87.6851 | 14th St & Pine St | Marshall | IL | 62441 | Clark | SERC | MISO | Midcontinent Independent Transmission System Operator, Inc.. | Petroleum | Petroleum Liquids | 9 | 10; 11; 12; 13; 5; 6; 7; 8; 9 | 16.9 | 16.9 | 16.9 | RE | Electric Utility | 13.8 | M | AMIL.IP.IMEA | [10 empty] | 2002
955 | MISO | City of Peru Plank Road Generating Station | 14840 | City of Peru - (IL) | 41.3533 | -89.1391 | 4003 Plank Rd. | Peru | IL | 61354 | LaSalle | RFC | MISO | Midcontinent Independent Transmission System Operator, Inc.. | Petroleum | Petroleum Liquids | 5 | 11; 12; 13; 14; 15 | 13.5 | 13.5 | 13.5 | RE | Electric Utility | 138 | M | AMIL.IP.IMEA | [10 empty] | 2011
957 | MISO | Princeton (IL) | 15388 | City of Princeton - (IL) | 41.3755 | -89.4649 | 1 North Main | Princeton | IL | 61356 | Bureau | SERC | MISO | Midcontinent Independent Transmission System Operator, Inc.. | Natural Gas | Natural Gas Internal Combustion Engine | 8 | 1; 2; 3; 4; 5; 6; 7; 8 | 37.9 | 37.7 | 37.7 | RE | Electric Utility | 138 | M | AMIL.IP.IMEA | [10 empty] | 1953
958 | MISO | Rantoul | 15686 | Village of Rantoul - (IL) | 40.3122 | -88.1594 | 200 West Grove Ave | Rantoul | IL | 61866 | Champaign | SERC | MISO | Midcontinent Independent Transmission System Operator, Inc.. | Petroleum | Petroleum Liquids | 8 | 10; 11; 12; 13; 14; 15; 16; 9 | 14.4 | 14.4 | 14.4 | RE | Electric Utility | 4 | M | [11 empty] | 2000
959 | MISO | Red Bud | 15772 | City of Red Bud - (IL) | 38.2165 | -89.9992 | 525 Power Street | Red Bud | IL | 62278 | Randolph | SERC | MISO | Midcontinent Independent Transmission System Operator, Inc.. | Petroleum | Petroleum Liquids | 6 | 1; 2; 3; 4; 7; 8 | 15 | 14.3 | 14.4 | RE | Electric Utility | 69 | M | AMIL.IP.IMEA | [10 empty] | 1959
960 | PJM | North Ninth Street | 16179 | Rochelle Municipal Utilities | 41.9093 | -89.0498 | 120 North Ninth Street | Rochelle | IL | 61068 | Ogle | RFC | PJM | PJM Interconnection, LLC | Mixed | Petroleum Liquids; Natural Gas Internal Combustion Engine; Solar Photovoltaic | 9 | 1; 10; 3; 4; 6; 7; 8; 9; SOL1 | 17.4 | 14.6 | 14.6 | RE | Electric Utility | 138 | M | PJM/ComEd.ROCHELLE |  |  |  | 0.33 | N | [5 empty] | 1940
961 | PJM | South Main Street | 16179 | Rochelle Municipal Utilities | 41.9092 | -89.0504 | 1015 Caron Rd | Rochelle | IL | 61068 | Ogle | RFC | PJM | PJM Interconnection, LLC | Mixed | Natural Gas Internal Combustion Engine; Petroleum Liquids | 8 | 1; 13; 14; 15; 16; 17; 18; 2 | 15.8 | 14.4 | 14.4 | RE | Electric Utility | 138 | M | [11 empty] | 1967
963 | MISO | Dallman | 17828 | City of Springfield - (IL) | 39.7548 | -89.6024 | 3100 Stevenson Drive | Springfield | IL | 62703 | Sangamon | SERC | MISO | Midcontinent Independent Transmission System Operator, Inc.. | Coal | Conventional Steam Coal | 1 | 4 | 230.1 | 204.7 | 204.7 | RE | Electric Utility | 138 | M | CWLP.DALLMA84 | [10 empty] | 2009
964 | MISO | Lakeside | 17828 | City of Springfield - (IL) | 39.7573 | -89.6005 | 3100 Stevenson Drive | Springfield | IL | 62703 | Sangamon | SERC | MISO | Midcontinent Independent Transmission System Operator, Inc.. | Petroleum | Petroleum Liquids | 3 | D1; D2; D3 | 5.4 | 5.1 | 5.1 | RE | Electric Utility | 69 | M | [11 empty] | 2002
965 | MISO | Reynolds | 17828 | City of Springfield - (IL) | 39.8069 | -89.6417 | 1013 Reynolds Street | Springfield | IL | 62702 | Sangamon | SERC | MISO | Midcontinent Independent Transmission System Operator, Inc.. | Petroleum | Petroleum Liquids | 1 | 1 | 17.5 | 12.8 | 18.3 | RE | Electric Utility | 69 | M | CWLP.REYNOLS91 | [10 empty] | 1970
969 | MISO | Sullivan (IL) | 18277 | City of Sullivan - (IL) | 39.5967 | -88.6119 | 517 West Water | Sullivan | IL | 61951 | Moultrie | SERC | MISO | Midcontinent Independent Transmission System Operator, Inc.. | Petroleum | Petroleum Liquids | 11 | 1; 10; 11; 12; 13; 14; 15; 2; 3; 5; 9 | 23.7 | 24.1 | 24.1 | RE | Electric Utility | 69 | M | AMIL.IP.IMEA | [10 empty] | 1948
971 | MISO | Waterloo | 20180 | City of Waterloo - (IL) | 38.3348 | -90.1589 | 616 Market Street | Waterloo | IL | 62298 | Monroe | SERC | MISO | Midcontinent Independent Transmission System Operator, Inc.. | Mixed | Petroleum Liquids; Natural Gas Fired Combustion Turbine | 13 | 1; 10; 11; 12; 13; 2; 3; 4; 5; 6; 7; 8; 9 | 30.2 | 28.3 | 29.1 | RE | Electric Utility | 34.5 | M | AMIL.IMEA1 | [10 empty] | 1946
972 | PJM | Winnetka | 20824 | Village of Winnetka - (IL) | 42.1156 | -87.731 | 725 Tower Road | Winnetka | IL | 60093 | Cook | RFC | PJM | PJM Interconnection, LLC | Mixed | Natural Gas Steam Turbine; Petroleum Liquids | 5 | 4; 6; 7; 8; 9 | 33.4 | 33.4 | 33.4 | RE | Electric Utility | 12.5 | M | [11 empty] | 1948
976 | MISO | Marion | 17632 | Southern Illinois Power Coop | 37.6197 | -88.9531 | 11543 Lake of Egypt Rd. | Marion | IL | 62959 | Williamson | SERC | MISO | Midcontinent Independent Transmission System Operator, Inc.. | Mixed | Conventional Steam Coal; Natural Gas Fired Combustion Turbine | 5 | 1; 2; 3; 5; 6 | 249 | 260 | 300 | RE | Electric Utility | 161 | C | SIPC.MARI69; SIPC.MARIOGEN5; SIPC.MARIOGEN6 | [10 empty] | 1963
983 | PJM | Clifty Creek | 9269 | Indiana-Kentucky Electric Corp | 38.7378 | -85.4206 | 1335 Clifty Hollow Road | Madison | IN | 47250 | Jefferson | RFC | PJM | PJM Interconnection, LLC | Coal | Conventional Steam Coal | 6 | 1; 2; 3; 4; 5; 6 | 1303.8 | 1173 | 1198.2 | RE | Electric Utility | 345 | I | [11 empty] | 1955
986 | PJM | Elkhart | 9324 | Indiana Michigan Power Co | 41.6928 | -85.965 | 330 Johnson St. | Elkhart | IN | 46516 | Elkhart | RFC | PJM | PJM Interconnection, LLC | Other | Conventional Hydroelectric | 3 | 1; 2; 3 | 3.4 | 1.4 | 2.1 | RE | Electric Utility | 34.5 | I | 32418411 | [10 empty] | 1913 | 2031
987 | WECC | Last Chance | 14354 | PacifiCorp | 42.6033 | -111.7053 | Last Chance Lane | Grace | ID | 83241 | Caribou | WECC | PACE | PacifiCorp - East | Other | Conventional Hydroelectric | 3 | 1; 2; 3 | 1.7 | 1.4 | 1.4 | RE | Electric Utility | 12.47 | I | [11 empty] | 1984
989 | PJM | Twin Branch | 9324 | Indiana Michigan Power Co | 41.665 | -86.1322 | 2900 South Shore Drive | Mishawaka | IN | 46500 | St Joseph | RFC | PJM | PJM Interconnection, LLC | Other | Conventional Hydroelectric | 8 | H1E; H1W; H2W; H3W; H4W; H5W; H6E; H6W | 4.8 | 4 | 4.8 | RE | Electric Utility | 34.5 | I | 34886931 | [10 empty] | 1989
990 | MISO | Harding Street | 9273 | AES Indiana | 39.7113 | -86.1969 | 3700 South Harding Street | Indianapolis | IN | 46217 | Marion | RFC | MISO | Midcontinent Independent Transmission System Operator, Inc.. | Mixed | Natural Gas Steam Turbine; Batteries; Petroleum Liquids; Natural Gas Fired Combustion Turbine | 10 | 5; 6; 7; BAT1; GT1; GT2; GT4; GT5; GT6; IC1 | 1064.7 | 966 | 979 | RE | Electric Utility | 138 | I | IPL.16STOU5O5; IPL.16STOU6O6; IPL.16STOU7O7; IPL.16STOUTR1; IPL.16STOC4C4; IPL.16STOC5C5; IPL.16STOUCC6 | [6 empty] | 20 | 20 | 20 | LIB | 1958
991 | MISO | Eagle Valley (IN) | 9273 | AES Indiana | 39.4852 | -86.4183 | 4040 Blue Bluff Road | Martinsville | IN | 46151 | Morgan | RFC | MISO | Midcontinent Independent Transmission System Operator, Inc.. | Natural Gas | Natural Gas Fired Combined Cycle | 3 | GT1; GT2; STG1 | 644 | 673 | 723 | RE | Electric Utility | 138 | I | [11 empty] | 2018
992 | MISO | CC Perry K | 3599 | Citizens Thermal Energy | 39.7631 | -86.1667 | 366 Kentucky Avenue | Indianapolis | IN | 46225 | Marion | RFC | MISO | Midcontinent Independent Transmission System Operator, Inc.. | Natural Gas | Natural Gas Steam Turbine | 1 | 6 | 5 | 3 | 5 | NR | IPP Non-CHP | 4.1 | P | [11 empty] | 1938
994 | MISO | AES Petersburg | 9273 | AES Indiana | 38.5281 | -87.2525 | State Road 57 | Petersburg | IN | 47567 | Pike | RFC | MISO | Midcontinent Independent Transmission System Operator, Inc.. | Mixed | Conventional Steam Coal; Petroleum Liquids | 5 | 4; IC1; IC2; IC3; ST3 | 1349.9 | 1066.2 | 1083.9 | RE | Electric Utility | 345 | I | [11 empty] | 1967
997 | MISO | Michigan City | 13756 | Northern Indiana Pub Serv Co | 41.7208 | -86.9086 | 100 N. Wabash | Michigan City | IN | 46360 | LaPorte | RFC | MISO | Midcontinent Independent Transmission System Operator, Inc.. | Coal | Conventional Steam Coal | 1 | 12 | 540 | 455 | 455 | RE | Electric Utility | 345 | I | NIPS.MICHCP12 | [10 empty] | 1974 | 2028
998 | MISO | Norway (IN) | 13756 | Northern Indiana Pub Serv Co | 40.7803 | -86.76 | 279 W. Turbine Ct. | Monticello | IN | 47960 | White | RFC | MISO | Midcontinent Independent Transmission System Operator, Inc.. | Other | Conventional Hydroelectric | 4 | 1; 2; 3; 4 | 7.3 | 4 | 4 | RE | Electric Utility | 69 | I | NIPS.NORWAPNOR | [10 empty] | 1923
999 | MISO | Oakdale | 13756 | Northern Indiana Pub Serv Co | 40.6564 | -86.7528 | 11852 W. 750 N. | Monticello | IN | 47960 | Carroll | RFC | MISO | Midcontinent Independent Transmission System Operator, Inc.. | Other | Conventional Hydroelectric | 3 | 1; 2; 3 | 11.8 | 6 | 6 | RE | Electric Utility | 69 | I | NIPS.OAKDAPOAK | [10 empty] | 1925
1001 | MISO | Cayuga | 15470 | Duke Energy Indiana, LLC | 39.9242 | -87.4244 | PO Box 188 SR 63 North | Cayuga | IN | 47928 | Vermillion | RFC | MISO | Midcontinent Independent Transmission System Operator, Inc.. | Mixed | Conventional Steam Coal; Petroleum Liquids; Natural Gas Fired Combustion Turbine | 7 | 1; 2; 31; 32; 33; 34; 4 | 1184.9 | 1089 | 1125 | RE | Electric Utility | 345 | I | CP/Comm Pricing | [10 empty] | 1970
1004 | MISO | Edwardsport | 15470 | Duke Energy Indiana, LLC | 38.8067 | -87.2472 | 15400 Villwock Rd | Edwardsport | IN | 47500 | Knox | RFC | MISO | Midcontinent Independent Transmission System Operator, Inc.. | Coal | Coal Integrated Gasification Combined Cycle | 3 | CT1; CT2; ST | 812.7 | 555 | 578 | RE | Electric Utility | 138 | I | CP/Comm Pricing | [10 empty] | 2013
1005 | MISO | Markland | 15470 | Duke Energy Indiana, LLC | 38.7795 | -84.964 | 560 Highway 156 | Florence | IN | 47020 | Switzerland | RFC | MISO | Midcontinent Independent Transmission System Operator, Inc.. | Other | Conventional Hydroelectric | 3 | 1; 2; 3 | 77.7 | 53.7 | 53.7 | RE | Electric Utility | 138 | I | CP/Comm Pricing | [10 empty] | 1967
1007 | MISO | Noblesville | 15470 | Duke Energy Indiana, LLC | 40.0969 | -85.9714 | 21225 Riverwood Ave | Noblesville | IN | 46060 | Hamilton | RFC | MISO | Midcontinent Independent Transmission System Operator, Inc.. | Natural Gas | Natural Gas Fired Combined Cycle | 5 | 1; 2; 3; 4; 5 | 283 | 264 | 310 | RE | Electric Utility | 138 | I | CP/Comm Pricing | [10 empty] | 1950
1012 | MISO | F B Culley | 17633 | Southern Indiana Gas & Elec Co | 37.9111 | -87.3275 | 3700 Darlington Road | Newburgh | IN | 47630 | Warrick | RFC | MISO | Midcontinent Independent Transmission System Operator, Inc.. | Coal | Conventional Steam Coal | 2 | 2; 3 | 368.9 | 360 | 360 | RE | Electric Utility | 69 | I | SIGE.CULGN2; SIGE.CULGN3 | [10 empty] | 1966 | 2025
1020 | WECC | Manti Lower | 11588 | City of Manti - (UT) | 39.2559 | -111.6215 | 800 East 500 South | Manti | UT | 84642 | Sanpete | WECC | PACE | PacifiCorp - East | Other | Conventional Hydroelectric | 2 | 2; HC1 | 1.2 | 1 | 0.2 | RE | Electric Utility | 4 | M | [11 empty] | 1989
1037 | MISO | Peru (IN) | 14839 | City of Peru - (IN) | 40.7551 | -86.0575 | 307 East Canal Street | Peru | IN | 46970 | Miami | RFC | MISO | Midcontinent Independent Transmission System Operator, Inc.. | Petroleum | Petroleum Liquids | 1 | D1 | 1.8 | 1.8 | 1.8 | RE | Electric Utility | 34.5 | M | [11 empty] | 2002
1040 | PJM | Whitewater Valley | 15989 | City of Richmond - (IN) | 39.8028 | -84.8953 | 2000 US 27 SOUTH | RICHMOND | IN | 47375 | Wayne | RFC | PJM | PJM Interconnection, LLC | Coal | Conventional Steam Coal | 2 | 1; 2 | 93.9 | 99.7 | 99.7 | RE | Electric Utility | 13.8 | M | [11 empty] | 1955
1067 | MISO | Iowa Hydro LLC | 58149 | Renewable World Energies LLC | 42.07 | -90.6977 | 4226 173rd Ave | Maquoketa | IA | 52060 | Jackson | MRO | MISO | Midcontinent Independent Transmission System Operator, Inc.. | Other | Conventional Hydroelectric | 2 | 1; 2 | 1.2 | 1.2 | 1.2 | NR | IPP Non-CHP | 34.6 | Q | [11 empty] | 1924
1068 | MISO | Marshalltown | 9417 | Interstate Power and Light Co | 42.0474 | -92.8594 | 3001 E. Main St Rd | Marshalltown | IA | 50158 | Marshall | MRO | MISO | Midcontinent Independent Transmission System Operator, Inc.. | Natural Gas | Natural Gas Fired Combustion Turbine | 3 | 1; 2; 3 | 189 | 154.6 | 192.5 | RE | Electric Utility | 115 | I | ALTW.MTOWNCT1; ALTW.MTOWNCT2; ALTW.MTOWNCT3 | [10 empty] | 1978
1073 | MISO | Prairie Creek | 9417 | Interstate Power and Light Co | 41.944 | -91.6392 | 3300 C Street SW | Cedar Rapids | IA | 52404 | Linn | MRO | MISO | Midcontinent Independent Transmission System Operator, Inc.. | Mixed | Conventional Steam Coal; Natural Gas Steam Turbine | 3 | 1; 3; 4 | 213.4 | 156.3 | 162.2 | RE | Electric Utility | 115 | I | ALTW.PRARC1; ALTW.PRARC3; ALTW.PRARC4 | [10 empty] | 1958 | 2025
1079 | MISO | Coralville GT | 12341 | MidAmerican Energy Co | 41.6719 | -91.564 | 401-1st Avenue | Coralville | IA | 52240 | Johnson | MRO | MISO | Midcontinent Independent Transmission System Operator, Inc.. | Natural Gas | Natural Gas Fired Combustion Turbine | 4 | 1; 2; 3; 4 | 72 | 63.4 | 68.8 | RE | Electric Utility | 69 | I | MEC.CORALV1; MEC.CORALV2; MEC.CORALV3 | [10 empty] | 1970
1082 | MISO | Walter Scott Jr Energy Center | 12341 | MidAmerican Energy Co | 41.18 | -95.8408 | 7215 Navajo St. | Council Bluffs | IA | 51501 | Pottawattamie | MRO | MISO | Midcontinent Independent Transmission System Operator, Inc.. | Coal | Conventional Steam Coal | 2 | 3; 4 | 1648.3 | 1511.7 | 1511.7 | RE | Electric Utility | 345 | I | MEC.WSEC3; MEC.WSEC4 | [10 empty] | 1978
1084 | MISO | River Hills | 12341 | MidAmerican Energy Co | 41.5902 | -93.6195 | 105 Grand Ave | Des Moines | IA | 50309 | Polk | MRO | MISO | Midcontinent Independent Transmission System Operator, Inc.. | Natural Gas | Natural Gas Fired Combustion Turbine | 8 | 1; 2; 3; 4; 5; 6; 7; 8 | 128 | 112.64 | 128 | RE | Electric Utility | 69 | I | MEC.RHILLS14&58 | [10 empty] | 1966
1091 | MISO | George Neal North | 12341 | MidAmerican Energy Co | 42.3252 | -96.3797 | 1151 - 260 St | Sergeant Bluff | IA | 51052 | Woodbury | MRO | MISO | Midcontinent Independent Transmission System Operator, Inc.. | Coal | Conventional Steam Coal | 1 | 3 | 584.1 | 510 | 514 | RE | Electric Utility | 345 | I | MEC.NEALN3 | [10 empty] | 1975
1097 | MISO | Merl Parr | 12341 | MidAmerican Energy Co | 43.0563 | -92.6932 | 160 - 11 St | Charles City | IA | 50616 | Floyd | MRO | MISO | Midcontinent Independent Transmission System Operator, Inc.. | Natural Gas | Natural Gas Fired Combustion Turbine | 2 | 1; 2 | 36 | 32.4 | 35 | RE | Electric Utility | 69 | I | MEC.CHASCS1; MEC.CHASCS2 | [10 empty] | 1969
1104 | MISO | Burlington (IA) | 9417 | Interstate Power and Light Co | 40.7412 | -91.1167 | 4282 Sullivan Slough Road | Burlington | IA | 52601 | Des Moines | MRO | MISO | Midcontinent Independent Transmission System Operator, Inc.. | Natural Gas | Natural Gas Steam Turbine; Natural Gas Fired Combustion Turbine | 5 | 1; GT1; GT2; GT3; GT4 | 290.8 | 177.5 | 179.8 | RE | Electric Utility | 161 | I | ALTW.BRLGTN5; ALTW.BRLGTN 1; ALTW.BRLGTN 2; ALTW.BRLGTN 3; ALTW.BRLGTN 4 | [10 empty] | 1968 | 2030
1109 | MISO | Keokuk | 19436 | Union Electric Co - (MO) | 40.3965 | -91.3719 | 523 North Water Street | Keokuk | IA | 52632 | Lee | SERC | MISO | Midcontinent Independent Transmission System Operator, Inc.. | Other | Conventional Hydroelectric | 15 | 1; 10; 11; 12; 13; 14; 15; 2; 3; 4; 5; 6; 7; 8; 9 | 124.8 | 150 | 146 | RE | Electric Utility | 69 | I | AMMO.KEOKUK1; AMMO.KEOKUK10; AMMO.KEOKUK11; AMMO.KEOKUK12; AMMO.KEOKUK13; AMMO.KEOKUK14; AMMO.KEOKUK15; AMMO.KEOKUK2; AMMO.KEOKUK3; AMMO.KEOKUK4; AMMO.KEOKUK5; AMMO.KEOKUK6; AMMO.KEOKUK7; AMMO.KEOKUK8; AMMO.KEOKUK9 | [10 empty] | 1913
1120 | SPP | Algona | 309 | City of Algona - (IA) | 43.0733 | -94.2392 | 521 N Hall St. | Algona | IA | 50511 | Kossuth | MRO | SWPP | Southwest Power Pool | Petroleum | Petroleum Liquids | 4 | 6; 7; 8; 9 | 16.1 | 16.1 | 16.1 | RE | Electric Utility | 13.8 | M | WAUEALGONAMUNALGONA_1_UNIT_RA | [10 empty] | 1965
1121 | SPP | Alta Municipal Utilities | 405 | City of Alta - (IA) | 42.6736 | -95.3026 | 209 East 2nd Street | Alta | IA | 51002 | Buena Vista | MRO | SWPP | Southwest Power Pool | Petroleum | Petroleum Liquids | 2 | 2A; 3A | 4 | 4 | 4.2 | RE | Electric Utility | 4 | M | [11 empty] | 2018
1122 | MISO | Ames Electric Services Power Plant | 554 | City of Ames - (IA) | 42.0258 | -93.6089 | 200 E 5th St | Ames | IA | 50010 | Story | MRO | MISO | Midcontinent Independent Transmission System Operator, Inc.. | Natural Gas | Natural Gas Steam Turbine | 2 | 7; 8 | 108.8 | 108.7 | 108.7 | RE | Electric Utility | 69 | M | [11 empty] | 1968
1123 | MISO | Anita | 682 | City of Anita - (IA) | 41.4442 | -94.7665 | 828 Main Street | Anita | IA | 50020 | Cass | MRO | MISO | Midcontinent Independent Transmission System Operator, Inc.. | Petroleum | Petroleum Liquids | 5 | 2; 3; 4; 5; 6 | 2.9 | 2.7 | 2.9 | RE | Electric Utility | 69 | M | [11 empty] | 1939
1124 | MISO | Atlantic | 965 | Atlantic Municipal Utilities | 41.409 | -95 | 201 N. Pine Street | Atlantic | IA | 50022 | Cass | MRO | MISO | Midcontinent Independent Transmission System Operator, Inc.. | Natural Gas | Natural Gas Fired Combustion Turbine | 1 | 6 | 10 | 9.8 | 10 | RE | Electric Utility | 161 | M | Behind the meter | [10 empty] | 1999
1125 | MISO | Bancroft | 1172 | Bancroft Municipal Utilities | 43.2926 | -94.2171 | 108 North Portland | Bancroft | IA | 50517 | Kossuth | MRO | MISO | Midcontinent Independent Transmission System Operator, Inc.. | Petroleum | Petroleum Liquids | 3 | 5; 6; 7 | 4.2 | 4.1 | 4.1 | RE | Electric Utility | 12.5 | M | WAUEBNCRUNBANCROFT_RA; WAUEBNCRUNBANCROFT-RA | [10 empty] | 1954
1126 | MISO | Bellevue | 1515 | City of Bellevue - (IA) | 42.25 | -90.4167 | 900 N. Riverview | Bellevue | IA | 52031 | Jackson | MRO | MISO | Midcontinent Independent Transmission System Operator, Inc.. | Petroleum | Petroleum Liquids | 6 | 1A; 2; 3; 4; 5; 6 | 9.8 | 8.7 | 8.9 | RE | Electric Utility | 69 | M | ALTW.ALTW | [10 empty] | 1953
1128 | MISO | Brooklyn | 2287 | City of Brooklyn - (IA) | 41.7278 | -92.4479 | 123 E Front Street | Brooklyn | IA | 52211 | Poweshiek | MRO | MISO | Midcontinent Independent Transmission System Operator, Inc.. | Petroleum | Petroleum Liquids | 1 | 8 | 2.3 | 2 | 2 | RE | Electric Utility | 34.5 | M | [11 empty] | 2012
1129 | MISO | Cascade | 3137 | Cascade Municipal Utilities | 42.2982 | -91.012 | 201 Pierce St SW | Cascade | IA | 52033 | Dubuque | MRO | MISO | Midcontinent Independent Transmission System Operator, Inc.. | Petroleum | Petroleum Liquids | 5 | 1; 2; 3A; 4; 6 | 7.2 | 6.8 | 6.9 | RE | Electric Utility | 69 | M | [11 empty] | 1951
1130 | MISO | Gas Turbine (IA) | 3203 | Cedar Falls Utilities | 42.512 | -92.476 | West 27th Street | Cedar Falls | IA | 50613 | Black Hawk | MRO | MISO | Midcontinent Independent Transmission System Operator, Inc.. | Natural Gas | Natural Gas Fired Combustion Turbine | 2 | 1; 2 | 43.4 | 40.3 | 40.3 | RE | Electric Utility | 69 | M | MEC.CFU | [10 empty] | 1968
1131 | MISO | Streeter Station | 3203 | Cedar Falls Utilities | 42.5267 | -92.4394 | Utility Parkway | Cedar Falls | IA | 50613 | Black Hawk | MRO | MISO | Midcontinent Independent Transmission System Operator, Inc.. | Natural Gas | Natural Gas Steam Turbine | 2 | 6; 7 | 51.5 | 55.6 | 55.6 | RE | Electric Utility | 69 | M | MEC.CFU | [10 empty] | 1963
1132 | MISO | Coggon | 65337 | Coggon Municipal Light Plant | 42.2808 | -91.5327 | 131 West Main St | Coggon | IA | 52218 | Linn | MRO | MISO | Midcontinent Independent Transmission System Operator, Inc.. | Petroleum | Petroleum Liquids | 1 | IC5 | 2 | 1.8 | 1.8 | RE | Electric Utility | 69 | M | [11 empty] | 2003
1134 | MISO | Corning | 4375 | City of Corning - (IA) | 40.9871 | -94.7352 | 501 Benton Avenue | Corning | IA | 50841 | Adams | MRO | MISO | Midcontinent Independent Transmission System Operator, Inc.. | Petroleum | Petroleum Liquids | 3 | 5; 6; 7 | 6.8 | 6.8 | 6.8 | RE | Electric Utility | 34.5 | M | ALTW.ALTW | [10 empty] | 1975
1135 | MISO | Dayton (IA) | 4919 | City of Dayton - (IA) | 42.2602 | -94.0692 | 101 South Main Street | Dayton | IA | 50530 | Webster | MRO | MISO | Midcontinent Independent Transmission System Operator, Inc.. | Petroleum | Petroleum Liquids | 1 | 5 | 1.8 | 1.8 | 1.8 | RE | Electric Utility | 4.16 | M | [11 empty] | 2000
1137 | SPP | Estherville | 5998 | City of Estherville - (IA) | 43.4028 | -94.8433 | 21 North 1st Street | Estherville | IA | 51334 | Emmet | MRO | SWPP | Southwest Power Pool | Mixed | Petroleum Liquids; Natural Gas Internal Combustion Engine | 5 | 2; 3; 4; 5; 7 | 15.6 | 13.6 | 13.8 | RE | Electric Utility | 69 | M | [11 empty] | 1946
1138 | MISO | Forest City Light Plant | 6579 | City of Forest City- (IA) | 43.2632 | -93.6354 | 306 East J St | Forest City | IA | 50436 | Winnebago | MRO | MISO | Midcontinent Independent Transmission System Operator, Inc.. | Petroleum | Petroleum Liquids | 6 | 1; 2; 3; 4; 5; 6 | 22 | 21.2 | 21.2 | RE | Electric Utility | 69 | M | [11 empty] | 1950
1141 | MISO | Gowrie | 7424 | Gowrie Municipal Utilities | 42.2828 | -94.289 | 1102 Main St. | Gowrie | IA | 50543 | Webster | MRO | MISO | Midcontinent Independent Transmission System Operator, Inc.. | Petroleum | Petroleum Liquids | 1 | 3 | 2.5 | 2.2 | 2.2 | RE | Electric Utility | 34.5 | M | [11 empty] | 2013
1142 | MISO | Graettinger | 7443 | City of Graettinger - (IA) | 43.2397 | -94.7498 | 101 W Hoffman Street | Graettinger | IA | 51342 | Palo Alto | MRO | MISO | Midcontinent Independent Transmission System Operator, Inc.. | Petroleum | Petroleum Liquids | 2 | 5; 6 | 3.1 | 3.1 | 3.1 | RE | Electric Utility | 69 | M | [11 empty] | 1990
1143 | MISO | Grand Junction | 7486 | City of Grand Junction - (IA) | 42.0296 | -94.3699 | 305 South 11th | Grand Junction | IA | 50107 | Greene | MRO | MISO | Midcontinent Independent Transmission System Operator, Inc.. | Petroleum | Petroleum Liquids | 1 | 2 | 1.7 | 1.7 | 1.7 | RE | Electric Utility | 35.5 | M | [11 empty] | 1994
1145 | MISO | Grundy Center City Light Plant | 7743 | Grundy Center Mun Light & Power | 42.3631 | -92.7723 | 504 7th. Street. | Grundy Center | IA | 50638 | Grundy | MRO | MISO | Midcontinent Independent Transmission System Operator, Inc.. | Petroleum | Petroleum Liquids | 3 | IC1; IC2; IC3 | 8.7 | 8.7 | 8.7 | RE | Electric Utility | 4.16 | M | [11 empty] | 1963
1146 | MISO | Harlan | 8122 | Harlan Municipal Utilities - (IA) | 41.6445 | -95.3153 | 405 Chatburn Ave. | Harlan | IA | 51537 | Shelby | MRO | MISO | Midcontinent Independent Transmission System Operator, Inc.. | Petroleum | Petroleum Liquids | 2 | HMU1; HMU2 | 3.4 | 3.2 | 3.2 | RE | Electric Utility | 240 | M | [11 empty] | 2001
1150 | MISO | Indianola | 9275 | Indianola Municipal Utilities | 41.3595 | -93.5633 | 111 South Buxton Street | Indianola | IA | 50125 | Warren | MRO | MISO | Midcontinent Independent Transmission System Operator, Inc.. | Petroleum | Petroleum Liquids | 2 | 7; 8 | 40.9 | 42.2 | 47 | RE | Electric Utility | 69 | M | [11 empty] | 1977
1153 | MISO | Lake Park | 10608 | City of Lake Park - (IA) | 43.4301 | -95.3153 | 209 South Market St | Lake Park | IA | 51347 | Dickinson | MRO | MISO | Midcontinent Independent Transmission System Operator, Inc.. | Petroleum | Petroleum Liquids | 2 | 3; G2 | 4 | 4 | 4 | RE | Electric Utility | 4.16 | M | [11 empty] | 2005
1154 | MISO | Lake Mills | 10606 | City of Lake Mills | 43.4172 | -93.5322 | 201 S. Mill Street | Lake Mills | IA | 50450 | Winnebago | MRO | MISO | Midcontinent Independent Transmission System Operator, Inc.. | Petroleum | Petroleum Liquids | 4 | 4; 6; 7; 8 | 17.7 | 17.7 | 17.7 | RE | Electric Utility | 12.47 | M | [11 empty] | 1962
1155 | MISO | Lamoni Municipal Utilities | 10650 | City of Lamoni - (IA) | 40.622 | -93.9326 | 111 S. Chestnut St. | Lamoni | IA | 50140 | Decatur | MRO | MISO | Midcontinent Independent Transmission System Operator, Inc.. | Petroleum | Petroleum Liquids | 8 | 1; 2; 3; 4; 5; 6; 7; 8 | 10.5 | 10 | 10.1 | RE | Electric Utility | 69 | M | [11 empty] | 1940
1156 | MISO | La Porte | 10542 | La Porte City Utilities | 42.3159 | -92.1928 | 305 Locust St | La Porte City | IA | 50651 | Black Hawk | MRO | MISO | Midcontinent Independent Transmission System Operator, Inc.. | Petroleum | Petroleum Liquids | 3 | 3A; 4A; 6 | 5.4 | 5.4 | 5.4 | RE | Electric Utility | 69 | M | AMIL.VIN_ALA_P; AMIL.VIN ALA p | [10 empty] | 2000
1157 | SPP | Laurens | 10769 | City of Laurens - (IA) | 42.8486 | -94.8506 | 210 RailRoad Street | Laurens | IA | 50554 | Pocahontas | MRO | SWPP | Southwest Power Pool | Petroleum | Petroleum Liquids | 5 | 3; 4; 5; 6; 7 | 9.1 | 8.3 | 8.3 | RE | Electric Utility | 12.5 | M | WAUECLRMUNLAURENS_RA | [10 empty] | 1951 | 2025
1158 | MISO | Lenox | 10908 | City of Lenox - (IA) | 40.88 | -94.5589 | 205 South Main | Lenox | IA | 50851 | Taylor | MRO | MISO | Midcontinent Independent Transmission System Operator, Inc.. | Petroleum | Petroleum Liquids | 5 | 1; 2; 3; 4; 5 | 6.1 | 5.8 | 5.9 | RE | Electric Utility | 34.5 | M | ALTW.ALTW | [10 empty] | 1948
1160 | SPP | Manning | 11581 | City of Manning | 41.9067 | -95.0347 | 614 Main St | Manning | IA | 51455 | Carroll | MRO | SWPP | Southwest Power Pool | Petroleum | Petroleum Liquids | 6 | 1; 2; 4; M1; M2; M3 | 7.9 | 7.9 | 7.9 | RE | Electric Utility | 69 | M | [11 empty] | 1928
1162 | MISO | Maquoketa 1 | 11611 | City of Maquoketa - (IA) | 42.0356 | -90.665 | 505 N. Old Highway 61 | Maquoketa | IA | 52060 | Jackson | MRO | MISO | Midcontinent Independent Transmission System Operator, Inc.. | Mixed | Natural Gas Internal Combustion Engine; Petroleum Liquids | 9 | 1A; 2A; 3; 4A; 5; 6; 7; 8; 9 | 24.4 | 22 | 22.8 | RE | Electric Utility | 69 | M | [11 empty] | 1956
1163 | MISO | McGregor | 12114 | City of McGregor- (IA) | 43.0237 | -91.1749 | 126 1st Street | McGregor | IA | 52157 | Clayton | MRO | MISO | Midcontinent Independent Transmission System Operator, Inc.. | Petroleum | Petroleum Liquids | 2 | 1; 2 | 1.5 | 1.5 | 1.5 | RE | Electric Utility | 69 | M | [11 empty] | 1941
1164 | SPP | Milford | 12541 | City of Milford - (IA) | 43.3261 | -95.1483 | 806 N Ave. | Milford | IA | 51351 | Dickinson | MRO | SWPP | Southwest Power Pool | Petroleum | Petroleum Liquids | 5 | 1; 4; 5; 6; 7 | 6.5 | 6.5 | 6.5 | RE | Electric Utility | 69 | M | WAUEMLFRDTCBUNMILFORD; WAUEMLFDTCBUNMILFORD | [10 empty] | 1949
1165 | MISO | Montezuma | 12839 | City of Montezuma - (IA) | 41.586 | -92.5228 | 406 East Washington | Montezuma | IA | 50171 | Poweshiek | MRO | MISO | Midcontinent Independent Transmission System Operator, Inc.. | Mixed | Petroleum Liquids; Natural Gas Internal Combustion Engine | 8 | 1; 10; 4; 5; 6; 7; 8; 9 | 9.8 | 9.6 | 9.8 | RE | Electric Utility | 161 | M | [11 empty] | 1940
1167 | MISO | Muscatine Plant #1 | 13143 | Board of Water Electric & Communications | 41.3917 | -91.0569 | 1700 Dick Drake Way | Muscatine | IA | 52761 | Muscatine | MRO | MISO | Midcontinent Independent Transmission System Operator, Inc.. | Coal | Conventional Steam Coal | 3 | 7; 8; 9 | 275.5 | 248.9 | 248.9 | RE | Electric Utility | 161 | M | MPW.UNIT_7; MPW.UNIT_8; MPW.UNIT_9 | [10 empty] | 1958
1168 | SPP | New Hampton | 13444 | City of New Hampton - (IA) | 43.0689 | -92.3201 | 921 Canty Av | New Hampton | IA | 50659 | Chickasaw | MRO | SWPP | Southwest Power Pool | Mixed | Natural Gas Internal Combustion Engine; Petroleum Liquids | 5 | 3; 4; 5; 7; 8 | 26.5 | 24.1 | 24.1 | RE | Electric Utility | 69 | M | [11 empty] | 1967
1169 | MISO | Ogden | 13990 | City of Ogden - (IA) | 42.0372 | -94.0462 | 201 NW 3rd Street | Ogden | IA | 50212 | Boone | MRO | MISO | Midcontinent Independent Transmission System Operator, Inc.. | Petroleum | Petroleum Liquids | 3 | 4; 5; 6 | 3.9 | 4 | 4 | RE | Electric Utility | 35 | M | [11 empty] | 1951
1172 | MISO | Osage (IA) | 14201 | City of Osage - (IA) | 43.2797 | -92.8106 | 720 Chestnut | Osage | IA | 50461 | Mitchell | MRO | MISO | Midcontinent Independent Transmission System Operator, Inc.. | Mixed | Natural Gas Internal Combustion Engine; Petroleum Liquids; Solar Photovoltaic; Onshore Wind Turbine | 6 | 5; 6; 7; 8; SO; W1 | 19 | 17.6 | 16.98 | RE | Electric Utility | 69 | M |  | 1 | GE | 260 | 0.9 | [6 empty] | 1963
1173 | MISO | Ottumwa City of | 14236 | Ottumwa City of | 41.0163 | -92.4149 | 323 South Market Street | Ottumwa | IA | 52501 | Wapello | MRO | MISO | Midcontinent Independent Transmission System Operator, Inc.. | Other | Conventional Hydroelectric | 3 | 1; 2; 3 | 3.2 | 3.2 | 3.2 | RE | Electric Utility | 13.2 | M | [11 empty] | 1931
1176 | MISO | Preston (IA) | 15349 | City of Preston | 42.0507 | -90.3942 | 22 West Gillet Street | Preston | IA | 52069 | Jackson | MRO | MISO | Midcontinent Independent Transmission System Operator, Inc.. | Mixed | Natural Gas Internal Combustion Engine; Petroleum Liquids | 2 | 4; 5 | 3.6 | 3.8 | 3.8 | RE | Electric Utility | 69 | M | [11 empty] | 1980
1177 | MISO | Primghar | 15377 | City of Primghar - (IA) | 43.0871 | -95.626 | 160 S Hayes | Primghar | IA | 51245 | O'Brien | MRO | MISO | Midcontinent Independent Transmission System Operator, Inc.. | Petroleum | Petroleum Liquids | 1 | 6 | 2 | 2 | 2 | RE | Electric Utility | 4.16 | M | [11 empty] | 2024
1180 | MISO | Rockford | 16211 | City of Rockford- (IA) | 43.0489 | -92.9468 | 18 1st St. S | Rockford | IA | 50468 | Floyd | MRO | MISO | Midcontinent Independent Transmission System Operator, Inc.. | Petroleum | Petroleum Liquids | 3 | 1; 5; 6 | 2.9 | 2.9 | 2.9 | RE | Electric Utility | 69 | M | [11 empty] | 1951
1181 | SPP | Rock Rapids | 16206 | Rock Rapids Municipal Utility | 43.4294 | -96.1692 | 310 S Third Ave | Rock Rapids | IA | 51246 | Lyon | MRO | SWPP | Southwest Power Pool | Petroleum | Petroleum Liquids | 1 | 1 | 2.5 | 2.5 | 2.5 | RE | Electric Utility | 4.16 | M | [11 empty] | 1968
1184 | MISO | Sibley One | 17141 | City of Sibley - (IA) | 43.405 | -95.7261 | 1108 3rd Ave. | Sibley | IA | 51249 | Osceola | MRO | MISO | Midcontinent Independent Transmission System Operator, Inc.. | Petroleum | Petroleum Liquids | 3 | 2; 3; 5 | 5.2 | 4.8 | 5.1 | RE | Electric Utility | 12 | M | [11 empty] | 1971
1186 | MISO | Spencer Gas Turbine | 17783 | City of Spencer - (IA) | 43.1446 | -95.1443 | 712 N Grand Avenue | Spencer | IA | 51301 | Clay | MRO | MISO | Midcontinent Independent Transmission System Operator, Inc.. | Petroleum | Petroleum Liquids | 1 | GT1 | 23.8 | 17 | 20 | RE | Electric Utility | 69 | M | WAUESPENCERUNSPENCER_RA | [10 empty] | 1970
1187 | MISO | State Center | 18014 | City of State Center - (IA) | 42.0167 | -93.1633 | 103 2nd Ave NW | State Center | IA | 50247 | Marshall | MRO | MISO | Midcontinent Independent Transmission System Operator, Inc.. | Mixed | Petroleum Liquids; Natural Gas Internal Combustion Engine | 5 | 1; 2; 3; 4; 6 | 6.3 | 6.3 | 6.3 | RE | Electric Utility | 69 | M | [11 empty] | 1972
1188 | MISO | Story City | 18177 | City of Story City - (IA) | 42.1861 | -93.6005 | 505 Market Street | Story City | IA | 50248 | Story | MRO | MISO | Midcontinent Independent Transmission System Operator, Inc.. | Mixed | Petroleum Liquids; Natural Gas Internal Combustion Engine | 6 | 1; 2; 4A; 5A; 6; 7 | 13.9 | 13.5 | 13.6 | RE | Electric Utility | 34.5 | M | [11 empty] | 1964
1190 | MISO | Stuart (IA) | 18231 | City of Stuart - (IA) | 41.5039 | -94.3172 | 114 North Fremont Street | Stuart | IA | 50250 | Guthrie | MRO | MISO | Midcontinent Independent Transmission System Operator, Inc.. | Petroleum | Petroleum Liquids | 3 | 1; 2; 4 | 2.8 | 2.7 | 2.7 | RE | Electric Utility | 69 | M | [11 empty] | 1956
1191 | MISO | Sumner | 18301 | City of Sumner - (IA) | 42.8464 | -92.0978 | 410 Pleasant St | Sumner | IA | 50674 | BREMER | MRO | MISO | Midcontinent Independent Transmission System Operator, Inc.. | Petroleum | Petroleum Liquids | 3 | G1; G2; G3 | 5.4 | 5.4 | 5.4 | RE | Electric Utility | 69 | M | [11 empty] | 2021
1192 | MISO | Traer Main | 19062 | City of Traer - (IA) | 42.1926 | -92.4636 | 649 2nd Street | Traer | IA | 50675 | Tama | MRO | MISO | Midcontinent Independent Transmission System Operator, Inc.. | Petroleum | Petroleum Liquids | 3 | 3; 4; 6 | 3.5 | 3.2 | 3.2 | RE | Electric Utility | 12.5 | M | [11 empty] | 1963
1193 | MISO | Villisca Municipal Power Plant | 19843 | City of Villisca - (IA) | 40.9315 | -94.9855 | 102 North U Avenue | Villisca | IA | 50864 | Montgomery | MRO | MISO | Midcontinent Independent Transmission System Operator, Inc.. | Petroleum | Petroleum Liquids | 2 | 5; 6 | 4 | 4 | 4 | RE | Electric Utility | 34.5 | M | [11 empty] | 2003
1194 | MISO | Vinton | 19865 | City of Vinton - (IA) | 42.1697 | -92.0222 | 214 E 2nd St | Vinton | IA | 52349 | Benton | MRO | MISO | Midcontinent Independent Transmission System Operator, Inc.. | Mixed | Natural Gas Internal Combustion Engine; Petroleum Liquids | 7 | 1; 10; 5; 6; 7; 8; 9 | 17.5 | 17.2 | 17.2 | RE | Electric Utility | 69 | M | [11 empty] | 1946
1198 | MISO | Webster City | 20259 | City of Webster City - (IA) | 42.471 | -93.815 | 501 Union Street | Webster City | IA | 50595 | Hamilton | MRO | MISO | Midcontinent Independent Transmission System Operator, Inc.. | Petroleum | Petroleum Liquids | 1 | 6 | 21.3 | 20.7 | 25 | RE | Electric Utility | 13.2 | M | [11 empty] | 1972
1199 | MISO | West Bend | 20364 | City of West Bend | 42.9612 | -94.4456 | 13 North Broadway | West Bent | IA | 50597 | Palo Alto | MRO | MISO | Midcontinent Independent Transmission System Operator, Inc.. | Petroleum | Petroleum Liquids | 4 | 1; 3; 4; 5 | 6.7 | 6.4 | 6.4 | RE | Electric Utility | 69 | M | WAUEWBENDMUNUNWESTBEND_RA | [10 empty] | 1954
1200 | MISO | West Liberty | 20380 | City of West Liberty - (IA) | 41.5691 | -91.264 | 105 West Second Street | West Liberty | IA | 52776 | Muscatine | MRO | MISO | Midcontinent Independent Transmission System Operator, Inc.. | Petroleum | Petroleum Liquids | 4 | 2; 3; 5; 6 | 16.5 | 14.8 | 15.8 | RE | Electric Utility | 69 | M | AMIL.WLBRWEST | [10 empty] | 1974
1202 | MISO | Wilton | 20789 | City of Wilton - (IA) | 41.5877 | -91.0195 | 220 3rd Street | Wilton | IA | 52778 | Muscatine | MRO | MISO | Midcontinent Independent Transmission System Operator, Inc.. | Petroleum | Petroleum Liquids | 5 | 5; 6; 7; 8; 9 | 9.2 | 9.2 | 9.2 | RE | Electric Utility | 69 | M | [11 empty] | 1992
1203 | MISO | Winterset | 20835 | City of Winterset - (IA) | 41.3372 | -94.0126 | 321 North John Wayne Dr. | Winterset | IA | 50273 | Madison | MRO | MISO | Midcontinent Independent Transmission System Operator, Inc.. | Mixed | Natural Gas Internal Combustion Engine; Petroleum Liquids | 8 | 2; 3; 4; 5; 6; 7; 8; 9 | 17.6 | 17.6 | 17.6 | RE | Electric Utility | 69 | M | [11 empty] | 1956
1206 | MISO | Summit Lake | 3258 | Central Iowa Power Cooperative | 41.1136 | -94.3472 | 1632 REA Rd | Creston | IA | 50801 | Union | MRO | MISO | Midcontinent Independent Transmission System Operator, Inc.. | Natural Gas | Natural Gas Fired Combustion Turbine; Natural Gas Internal Combustion Engine | 5 | GT1; GT2; R1; R2; R3 | 118.7 | 111.8 | 122.9 | RE | Electric Utility | 69 | C | ALTW.SLAK_CT1; ALTW.SLAK_CT2; ALTW.SLAK_R1; ALTW.SLAK_R2; ALTW.SLAK_R3 | [10 empty] | 1973
1217 | SPP | Earl F Wisdom | 4363 | Corn Belt Power Coop | 43.1606 | -95.2569 | 3365 165 Ave | Spencer | IA | 51301 | Clay | MRO | SWPP | Southwest Power Pool | Natural Gas | Natural Gas Steam Turbine; Natural Gas Fired Combustion Turbine | 2 | 1; 2 | 119.1 | 113.5 | 118 | RE | Electric Utility | 69 | C | WAUEWISDOMCBUNWISDOM_1_UNIT_RA; WAUEWISDOMCBUNWISDOM_2_BEPM_RA | [10 empty] | 1960
1224 | SPP | Bird City | 12524 | Midwest Energy Inc - (KS) | 39.7581 | -101.5319 | North Main Street & Hwy 36 | Bird City | KS | 67731 | Cheyenne | MRO | SWPP | Southwest Power Pool | Petroleum | Petroleum Liquids | 2 | 1; 2 | 4 | 4 | 4 | RE | Electric Utility | 34.5 | C | [11 empty] | 1965
1225 | SPP | Colby | 12524 | Midwest Energy Inc - (KS) | 39.403 | -101.0382 | 1100 N. Country Club Drive | Colby | KS | 67701 | Thomas | MRO | SWPP | Southwest Power Pool | Natural Gas | Natural Gas Fired Combustion Turbine | 1 | GT1 | 16 | 13 | 13 | RE | Electric Utility | 115 | C | WR.MW.COLBY.MW | [10 empty] | 1970
1230 | SPP | Cimarron River | 18315 | Sunflower Electric Power Corp | 37.1611 | -100.7619 | 12406 Road R. | Liberal | KS | 67901 | Seward | MRO | SWPP | Southwest Power Pool | Natural Gas | Natural Gas Steam Turbine; Natural Gas Fired Combustion Turbine | 2 | 1; 2 | 65 | 67.3 | 67.3 | RE | Electric Utility | 13.8 | C | MKECCIM_UN1; MKECCIM_UN2 | [10 empty] | 1963
1233 | SPP | Fort Dodge | 18315 | Sunflower Electric Power Corp | 37.7328 | -99.9497 | 11453 Ft. Dodge Rd. | Dodge City | KS | 67801 | Ford | MRO | SWPP | Southwest Power Pool | Natural Gas | Natural Gas Steam Turbine | 1 | 4 | 149 | 148.8 | 148.8 | RE | Electric Utility | 115 | C | MKECJUDLR_UN4 | [10 empty] | 1969
1235 | SPP | Great Bend - Sunflower | 18315 | Sunflower Electric Power Corp | 38.41 | -98.8689 | 335 NW 50 Ave | Great Bend | KS | 67530 | Barton | MRO | SWPP | Southwest Power Pool | Natural Gas | Natural Gas Steam Turbine | 1 | 3 | 81.6 | 99.8 | 99.8 | RE | Electric Utility | 115 | C | MKECMULGRN_UN3 | [10 empty] | 1963
1239 | SPP | Riverton | 5860 | Empire District Electric Co | 37.0726 | -94.6987 | 7240 SE HWY 66 | Riverton | KS | 66770 | Cherokee | MRO | SWPP | Southwest Power Pool | Natural Gas | Natural Gas Fired Combustion Turbine; Natural Gas Fired Combined Cycle | 4 | 10; 11; 12; 12-2 | 300.2 | 274 | 319 | RE | Electric Utility | 161 | I | EDERIV1671UN10_; EDERIV1671UNI11_; EDERIV453UN12_1_; EDERIV453UN12_2 | [10 empty] | 1988 | 2026
1240 | SPP | Gordon Evans Energy Center | 10005 | Evergy Kansas South, Inc | 37.7903 | -97.5217 | 6001 N. 151 St. W | Colwich | KS | 67030 | Sedgwick | MRO | SWPP | Southwest Power Pool | Mixed | Petroleum Liquids; Natural Gas Fired Combustion Turbine | 4 | 5; GT1; GT2; GT3 | 378 | 303.1 | 347.7 | RE | Electric Utility | 138 | I | WR.GEEC.GT.1; WR.GEEC.GT.2; WR.GEEC.GT.3 | [10 empty] | 1969
1241 | SPP | La Cygne | 10000 | Evergy Metro | 38.3481 | -94.6456 | 25166 E. 2200 Rd | La Cygne | KS | 66040 | Linn | MRO | SWPP | Southwest Power Pool | Coal | Conventional Steam Coal | 2 | 1; 2 | 1598.9 | 1426.3 | 1447.89 | RE | Electric Utility | 345 | I | KCPLLACYGNEUNLAC1; KCPLLACYGNEUNLAC2 | [10 empty] | 1973
1248 | SPP | Hutchinson Energy Center | 22500 | Evergy Kansas Central, Inc | 38.0906 | -97.8747 | 3200 E 30th Ave | Hutchinson | KS | 67501 | Reno | MRO | SWPP | Southwest Power Pool | Mixed | Natural Gas Fired Combustion Turbine; Petroleum Liquids | 5 | GT1; GT2; GT3; GT4; H1DG | 345.3 | 239.3 | 291.2 | RE | Electric Utility | 115 | I | WR.HEC.GT.1; WR.HEC.GT.2; WR.HEC.GT.3; WR.HEC.GT.4 | [10 empty] | 1974
1250 | SPP | Lawrence Energy Center | 22500 | Evergy Kansas Central, Inc | 39.0072 | -95.2692 | 1250 N 1800 Rd | Lawrence | KS | 66049 | Douglas | MRO | SWPP | Southwest Power Pool | Coal | Conventional Steam Coal | 2 | 4; 5 | 517 | 487.98 | 487.98 | RE | Electric Utility | 115 | I | WR.LEC.4; WR.LEC.5 | [10 empty] | 1960
1258 | SPP | Anthony | 701 | City of Anthony - (KS) | 37.1517 | -98.0311 | 71D SW 20th Rd | Anthony | KS | 67003 | Harper | MRO | SWPP | Southwest Power Pool | Natural Gas | Natural Gas Internal Combustion Engine | 3 | IC1; IC2; IC3 | 11.1 | 11.1 | 11.1 | RE | Electric Utility | 138 | M | [11 empty] | 1972
1259 | SPP | Ashland | 911 | City of Ashland - (KS) | 37.1938 | -99.7631 | 201 North Chestnut | Ashland | KS | 67831 | Clark | MRO | SWPP | Southwest Power Pool | Mixed | Natural Gas Internal Combustion Engine; Petroleum Liquids | 5 | 1; 2; 3; 4B; 5 | 5.6 | 4.9 | 4.9 | RE | Electric Utility | 34.5 | M | [11 empty] | 1953
1261 | SPP | Augusta Electric Plant No 1 | 998 | City of Augusta - (KS) | 37.6785 | -96.9719 | 621 Grove Street | Augusta | KS | 67010 | Butler | MRO | SWPP | Southwest Power Pool | Mixed | Natural Gas Internal Combustion Engine; Petroleum Liquids | 8 | 1; 2; 3; 4; 5; 6; 7; 8 | 11.5 | 11.5 | 11.5 | RE | Electric Utility | 4.16 | M | [11 empty] | 1929
1262 | SPP | Baldwin City Plant No 1 | 1148 | City of Baldwin City- (KS) | 38.7745 | -95.1867 | 605 High Street | Baldwin City | KS | 66006 | Douglas | MRO | SWPP | Southwest Power Pool | Petroleum | Petroleum Liquids | 3 | 4; 5; 6 | 4.2 | 2.9 | 2.9 | RE | Electric Utility | 34.5 | M | [11 empty] | 1964
1263 | SPP | Belleville | 1512 | City of Belleville - (KS) | 39.8328 | -97.632 | 1819 L Street | Belleville | KS | 66935 | Republic | MRO | SWPP | Southwest Power Pool | Mixed | Natural Gas Internal Combustion Engine; Petroleum Liquids | 5 | 4; 5; 6; 7; 8 | 14.3 | 14.3 | 14.3 | RE | Electric Utility | 69 | M | [11 empty] | 1955
1264 | SPP | Beloit | 1525 | City of Beloit - (KS) | 39.4578 | -98.1122 | 215 S. Chestnut | Beloit | KS | 67420 | Mitchell | MRO | SWPP | Southwest Power Pool | Natural Gas | Natural Gas Internal Combustion Engine | 7 | 1; 2; 3; 4; 5; 6; 7 | 19.3 | 16.6 | 16.6 | RE | Electric Utility | 115 | M | [11 empty] | 1950
1265 | SPP | Burlingame | 2547 | City of Burlingame - (KS) | 38.7551 | -95.8368 | 204 West Lincoln | Burlingame | KS | 66413 | Osage | MRO | SWPP | Southwest Power Pool | Natural Gas | Natural Gas Internal Combustion Engine | 4 | 1; 3; 4; 5 | 4 | 3.6 | 3.8 | RE | Electric Utility | 24 | M | [11 empty] | 1963
1266 | SPP | Burlington (KS) | 2551 | City of Burlington - (KS) | 38.1934 | -95.75 | 110 South 11th Street | Burlington | KS | 66839 | Coffey | MRO | SWPP | Southwest Power Pool | Mixed | Petroleum Liquids; Natural Gas Internal Combustion Engine | 4 | 1A; 2; 4A; IC6 | 10.4 | 10.4 | 10.4 | RE | Electric Utility | 624 | M | [11 empty] | 1962
1268 | SPP | Chanute 2 | 3355 | City of Chanute | 37.6953 | -95.4586 | 1415 N Garfield | Chanute | KS | 66720 | Neosho | MRO | SWPP | Southwest Power Pool | Natural Gas | Natural Gas Fired Combustion Turbine; Natural Gas Internal Combustion Engine | 3 | 14; 7; 8 | 64 | 46 | 56 | RE | Electric Utility | 69 | M | [11 empty] | 1965
1270 | SPP | Clay Center | 3710 | City of Clay Center - (KS) | 39.374 | -97.1272 | 4th & Clay St. | Clay Center | KS | 67432 | Clay | MRO | SWPP | Southwest Power Pool | Natural Gas | Natural Gas Steam Turbine; Natural Gas Internal Combustion Engine | 8 | 5; 6; IC1; IC2; IC3; IC4; IC5; IC6 | 29.9 | 29.7 | 29.7 | RE | Electric Utility | 115 | M | SPP | [10 empty] | 1948
1271 | SPP | Coffeyville | 3892 | City of Coffeyville - (KS) | 37.0373 | -95.6127 | 605 Santa Fe | Coffeyville | KS | 67337 | Montgomery | MRO | SWPP | Southwest Power Pool | Mixed | Petroleum Liquids; Natural Gas Steam Turbine | 3 | 1; 2; 7 | 44 | 41 | 42.2 | RE | Electric Utility | 138 | M | GRDACOFFEYGRUN7 | [10 empty] | 1973
1272 | SPP | Colby City of | 3913 | City of Colby - (KS) | 39.3944 | -101.0584 | 120 N. Sterling | Colby | KS | 67701 | Thomas | MRO | SWPP | Southwest Power Pool | Petroleum | Petroleum Liquids | 7 | 3A; 4; 5; 6; 7; 8; 9 | 20.7 | 17.7 | 17.7 | RE | Electric Utility | 34.5 | M | [11 empty] | 1958
1274 | SPP | Ellinwood | 5802 | City of Ellinwood - (KS) | 38.3545 | -98.5834 | 201 west 1ST | Ellinwood | KS | 67526 | Barton | MRO | SWPP | Southwest Power Pool | Mixed | Natural Gas Internal Combustion Engine; Petroleum Liquids | 5 | 1; 2; 3; 4; 5 | 8.5 | 7.2 | 7.2 | RE | Electric Utility | 34.5 | M | [11 empty] | 1948
1276 | SPP | Erie | 5957 | City of Erie - (KS) | 37.5668 | -95.2375 | 618 east 2nd | Erie | KS | 66733 | Neosho | MRO | SWPP | Southwest Power Pool | Petroleum | Petroleum Liquids | 4 | 3; 6; 7; 8 | 4.3 | 3.9 | 3.9 | RE | Electric Utility | 2.4 | M | [11 empty] | 1958
1278 | SPP | Garnett Municipal | 6965 | City of Garnett - (KS) | 38.2697 | -95.2447 | 1513 South Walnut | Garnett | KS | 66032 | Anderson | MRO | SWPP | Southwest Power Pool | Petroleum | Petroleum Liquids | 7 | 1; 2; 3; 4; 7; IC5; IC6 | 11.7 | 10.2 | 10.2 | RE | Electric Utility | 34.5 | M | [11 empty] | 1930
1279 | SPP | Girard | 7257 | City of Girard - (KS) | 37.5077 | -94.8393 | 307 East Buffalo | Girard | KS | 66743 | Crawford | MRO | SWPP | Southwest Power Pool | Petroleum | Petroleum Liquids | 4 | 1; 4; 6; 7 | 10.8 | 9.5 | 9.6 | RE | Electric Utility | 69 | M | SPP | [10 empty] | 1955
1280 | SPP | Goodland | 7374 | City of Goodland - (KS) | 39.3416 | -101.7052 | 1701 Cherry Street | Goodland | KS | 67735 | Sherman | MRO | SWPP | Southwest Power Pool | Mixed | Natural Gas Internal Combustion Engine; Petroleum Liquids | 8 | 10; 11; 12; 13; 3; 6; 7; 8 | 18.7 | 16.1 | 17.7 | RE | Electric Utility | 115 | M | [11 empty] | 1939
1283 | SPP | Herington | 8490 | City of Herington - (KS) | 38.6658 | -96.9492 | 435 South 5th | Herington | KS | 67449 | Dickinson | MRO | SWPP | Southwest Power Pool | Petroleum | Petroleum Liquids | 1 | 4B | 1.6 | 1.5 | 1.5 | RE | Electric Utility | 34.5 | M | [11 empty] | 2001
1285 | SPP | Hill City | 8599 | City of Hill City | 39.3582 | -99.8417 | 724 South Pomeroy Street | Hill City | KS | 67642 | Graham | MRO | SWPP | Southwest Power Pool | Petroleum | Petroleum Liquids | 6 | 1; 2; 3; 4; 5; 6 | 6.9 | 6.2 | 6.4 | RE | Electric Utility | 34.5 | M | [11 empty] | 1952
1286 | SPP | Hoisington | 8703 | City of Hoisington - (KS) | 38.513 | -98.7747 | 164 South Elm | Hoisington | KS | 67544 | Barton | MRO | SWPP | Southwest Power Pool | Mixed | Petroleum Liquids; Natural Gas Internal Combustion Engine | 4 | 2A; 6; 7; 9 | 10.9 | 11 | 11 | RE | Electric Utility | 34.5 | M | [11 empty] | 1961
1287 | SPP | Holton | 8770 | City of Holton - (KS) | 39.4735 | -95.7315 | 1012 New Jersey Ave. | City of Holton | KS | 66436 | Jackson | MRO | SWPP | Southwest Power Pool | Mixed | Petroleum Liquids; Natural Gas Internal Combustion Engine | 8 | 10; 11; 12; 13; 6; 7; 8; 9 | 21.5 | 19.4 | 20.9 | RE | Electric Utility | 34.5 | M | [11 empty] | 1958
1291 | SPP | Iola | 9418 | City of Iola - (KS) | 37.9231 | -95.4256 | 1220 West 54 Highway | Iola | KS | 66749 | Allen | MRO | SWPP | Southwest Power Pool | Mixed | Natural Gas Internal Combustion Engine; Petroleum Liquids | 10 | 1; 10; 14; 15; 16; 2; 6; 7; 8; 9 | 29.3 | 30.3 | 30.3 | RE | Electric Utility | 69 | M | [11 empty] | 1969
1292 | SPP | Jetmore | 9732 | City of Jetmore | 38.0803 | -99.8936 | 910 Main St | Jetmore | KS | 67854 | Hodgeman | MRO | SWPP | Southwest Power Pool | Petroleum | Petroleum Liquids | 1 | 8 | 2.5 | 2.5 | 2.5 | RE | Electric Utility | 69 | M | [11 empty] | 2015
1294 | SPP | Kaw | 9996 | City of Kansas City - (KS) | 39.0867 | -94.6514 | 2015 Kansas Avenue | Kansas City | KS | 66105 | Wyandotte | MRO | SWPP | Southwest Power Pool | Natural Gas | Natural Gas Steam Turbine | 3 | 1; 2; 3 | 165.7 | 140.3 | 140.3 | RE | Electric Utility | 69 | M | kacy | [10 empty] | 1955
1295 | SPP | Quindaro | 9996 | City of Kansas City - (KS) | 39.1492 | -94.6381 | 3601 North 12th St | Kansas | KS | 66104 | Wyandotte | MRO | SWPP | Southwest Power Pool | Mixed | Petroleum Liquids; Natural Gas Steam Turbine | 4 | GT2; GT3; ST1; ST2 | 382.7 | 251 | 251 | RE | Electric Utility | 161 | M | kacy | [10 empty] | 1965
1296 | SPP | Kingman Municipal Power and Light Plant | 10321 | City of Kingman - (KS) | 37.3831 | -98.0704 | 405 West Sherman Street | Kingman | KS | 67068 | Kingman | MRO | SWPP | Southwest Power Pool | Natural Gas | Natural Gas Internal Combustion Engine | 6 | 2; 4; 6; 7; 8; 9 | 19.1 | 18 | 18.2 | RE | Electric Utility | 34 | M | [11 empty] | 1962
1297 | SPP | La Crosse | 10559 | City of La Crosse - (KS) | 38.5317 | -99.3083 | 202 East 9th St. | La Crosse | KS | 67548 | Rush | MRO | SWPP | Southwest Power Pool | Petroleum | Petroleum Liquids | 5 | 1; 2; 5; 6; 7 | 7.5 | 7.5 | 7.5 | RE | Electric Utility | 115 | M | [11 empty] | 1962
1299 | SPP | Larned | 10713 | City of Larned - (KS) | 38.1762 | -99.1 | 215 Main | Larned | KS | 67550 | Pawnee | MRO | SWPP | Southwest Power Pool | Petroleum | Petroleum Liquids | 6 | CAT; CAT1; CAT2; CAT3; CAT4; IC5 | 16.4 | 16 | 16 | RE | Electric Utility | 13.8 | M | [11 empty] | 1976
1300 | SPP | Lincoln | 11017 | City of Lincoln Center - (KS) | 39.0372 | -98.153 | 405 W South | Lincoln | KS | 67455 | Lincoln | MRO | SWPP | Southwest Power Pool | Petroleum | Petroleum Liquids | 5 | 1; 2; 4; 7; 8 | 8.8 | 7.6 | 7.6 | RE | Electric Utility | 12.47 | M | [11 empty] | 1958
1305 | SPP | McPherson 2 | 12208 | City of McPherson - (KS) | 38.3634 | -97.6834 | 1128 West Avenue A | McPherson | KS | 67460 | McPherson | MRO | SWPP | Southwest Power Pool | Mixed | Natural Gas Fired Combustion Turbine; Petroleum Liquids | 3 | GT1; GT2; GT3 | 214.8 | 154.3 | 204 | RE | Electric Utility | 115 | M | [11 empty] | 1973
1306 | SPP | Meade | 12242 | City of Meade - (KS) | 37.2852 | -100.3324 | 623 E Carthage | Meade | KS | 67864 | Meade | MRO | SWPP | Southwest Power Pool | Natural Gas | Natural Gas Internal Combustion Engine | 5 | 2; 3; 4; 5; 6 | 8.2 | 5.7 | 5.9 | RE | Electric Utility | 345 | M | [11 empty] | 1951
1307 | SPP | Minneapolis City of | 21533 | City of Minneapolis - (KS) | 39.1194 | -97.7086 | 110 Markley Ave. | Minneapolis | KS | 67467 | Ottawa | MRO | SWPP | Southwest Power Pool | Mixed | Natural Gas Internal Combustion Engine; Petroleum Liquids | 5 | 3; 4; 5; 6; 7 | 9.1 | 8 | 8 | RE | Electric Utility | 34.5 | M | [11 empty] | 1955
1312 | SPP | Oberlin (KS) | 13948 | City of Oberlin - (KS) | 39.8217 | -100.5289 | 214 South Rodehaver | Oberlin | KS | 67749 | Decatur | MRO | SWPP | Southwest Power Pool | Petroleum | Petroleum Liquids | 2 | 7; 8 | 6 | 6 | 6 | RE | Electric Utility | 115 | M | [11 empty] | 2024
1313 | SPP | Osage City | 14199 | City of Osage City - (KS) | 38.6332 | -95.8277 | 5th and Main | Osage City | KS | 66523 | Osage | MRO | SWPP | Southwest Power Pool | Natural Gas | Natural Gas Internal Combustion Engine | 7 | 1; 2; 4; 5; 7; IC3; IC6 | 11.1 | 10.1 | 10.1 | RE | Electric Utility | 115 | M | WROSAGE-3LD2 | [10 empty] | 1955
1315 | SPP | Osborne | 14214 | City of Osborne - (KS) | 39.442 | -98.6903 | North Locust St | Osborne | KS | 67473 | Osborne | MRO | SWPP | Southwest Power Pool | Mixed | Petroleum Liquids; Natural Gas Internal Combustion Engine | 6 | 1; 2; 3; 6; 7; 8 | 7.1 | 4.6 | 5.1 | RE | Electric Utility | 34.5 | M | [11 empty] | 1957
1316 | SPP | Ottawa | 14229 | City of Ottawa - (KS) | 38.6156 | -95.2797 | P.O. Box 60 | Ottawa | KS | 66067 | Franklin | MRO | SWPP | Southwest Power Pool | Natural Gas | Natural Gas Internal Combustion Engine | 4 | IC3; IC4; IC6; IC7 | 19.2 | 18 | 18 | RE | Electric Utility | 12.47 | M | KMEA_EMP1_OTTA3; KMEA_EMP1_OTTA4; KMEA_EMP1_OTTA6; KMEA_EMP1_OTTA7 | [10 empty] | 1958
1317 | SPP | Pratt | 15321 | City of Pratt- (KS) | 37.6359 | -98.7433 | 321 W. 10th St. | Pratt | KS | 67124 | Pratt | MRO | SWPP | Southwest Power Pool | Mixed | Natural Gas Steam Turbine; Petroleum Liquids | 2 | 5; IC1 | 15.5 | 14.5 | 14.5 | RE | Electric Utility | 115 | M | [11 empty] | 1958
1319 | SPP | Russell Downtown | 16440 | City of Russell - (KS) | 38.8933 | -98.8569 | 823 N Elm | Russell | KS | 67665 | Russell | MRO | SWPP | Southwest Power Pool | Mixed | Natural Gas Internal Combustion Engine; Petroleum Liquids | 5 | 11; 12; 7; 8; 9 | 15.7 | 14.4 | 14.4 | RE | Electric Utility | 34.5 | M | [11 empty] | 1971
1320 | SPP | Sabetha Power Plant | 16518 | City of Sabetha - (KS) | 39.9049 | -95.8034 | 304 N11th | Sabetha | KS | 66534 | Nemaha | MRO | SWPP | Southwest Power Pool | Mixed | Petroleum Liquids; Natural Gas Internal Combustion Engine | 11 | 11; 12; 2; 3; 4; 5; 6; 7; 8; IC10; IC9 | 21.8 | 18.7 | 18.7 | RE | Electric Utility | 34.5 | M | [11 empty] | 1947
1321 | SPP | St Francis | 17872 | City of St Francis - (KS) | 39.7709 | -101.8101 | 621 W First St | St Francis | KS | 67756 | Cheyenne | MRO | SWPP | Southwest Power Pool | Petroleum | Petroleum Liquids | 3 | 2; 4; 5 | 5.1 | 5.1 | 5.1 | RE | Electric Utility | 115 | M | [11 empty] | 1953
1322 | SPP | St John | 17879 | City of St. John - (KS) | 37.9953 | -98.7602 | 424 S. Broadway | St. John | KS | 67576 | Stafford | MRO | SWPP | Southwest Power Pool | Petroleum | Petroleum Liquids | 4 | 2; 4; 5; 6 | 6.8 | 6.8 | 6.8 | RE | Electric Utility | 34.5 | M | [11 empty] | 1965
1324 | SPP | Sharon Spring | 16988 | City of Sharon Springs - (KS) | 38.8906 | -101.7515 | 306 S. Main | Sharon Springs | KS | 67758 | Wallace | MRO | SWPP | Southwest Power Pool | Natural Gas | Natural Gas Internal Combustion Engine | 4 | 1; 2; 3; 4 | 3 | 3 | 3 | RE | Electric Utility | 13.2 | M | [11 empty] | 1951
1325 | SPP | Stafford | 17924 | City of Stafford - (KS) | 37.9561 | -98.5993 | 519 S Boston | Stafford | KS | 67578 | Stafford | MRO | SWPP | Southwest Power Pool | Petroleum | Petroleum Liquids | 4 | 4; 5; 6; 7 | 4.9 | 4.9 | 4.9 | RE | Electric Utility | 34.5 | M | [11 empty] | 1973
1326 | SPP | Sterling | 18086 | City of Sterling - (KS) | 38.2143 | -98.2071 | 333 North Broadway | Sterling | KS | 67579 | Rice | MRO | SWPP | Southwest Power Pool | Natural Gas | Natural Gas Internal Combustion Engine | 7 | 1; 2; 3; 4; 5; 6; 7 | 10.3 | 8.3 | 8.3 | RE | Electric Utility | 34.5 | M | [11 empty] | 1950
1327 | SPP | Stockton | 18137 | City of Stockton - (KS) | 39.4362 | -99.2779 | 109 Main | Stockton | KS | 67669 | Rooks | MRO | SWPP | Southwest Power Pool | Mixed | Natural Gas Internal Combustion Engine; Petroleum Liquids | 5 | 1; 2; 3; 5; 6 | 8.6 | 7.3 | 7.3 | RE | Electric Utility | 34.5 | M | [11 empty] | 1955
1328 | SPP | Wamego | 20069 | City of Wamego - (KS) | 39.1992 | -96.3086 | 1001 Third Street | Wamego | KS | 66547 | Pottawatomie | MRO | SWPP | Southwest Power Pool | Natural Gas | Natural Gas Internal Combustion Engine | 9 | 1; 10; 3; 4; 5; 6; 7; 8; 9 | 15.2 | 15.2 | 15.2 | RE | Electric Utility | 34.5 | M | [11 empty] | 1956
1329 | SPP | Washington | 20141 | City of Washington - (KS) | 39.7306 | -96.9795 | 1001 Park Road | Washington | KS | 66968 | Washington | MRO | SWPP | Southwest Power Pool | Mixed | Natural Gas Internal Combustion Engine; Petroleum Liquids | 7 | 1; 10; 2; 3; 6; 9; IC4 | 11.4 | 10.1 | 10.4 | RE | Electric Utility | 34.5 | M | [11 empty] | 1958
1330 | SPP | Wellington 1 | 20315 | City of Wellington - (KS) | 37.2614 | -97.4057 | 520 South Olive St | Wellington | KS | 67152 | Sumner | MRO | SWPP | Southwest Power Pool | Mixed | Natural Gas Steam Turbine; Petroleum Liquids | 3 | 4; 7; 8 | 24 | 23.5 | 23.5 | RE | Electric Utility | 69 | M | [11 empty] | 1972
1332 | SPP | West 14th Street | 20813 | City of Winfield - (KS) | 37.2354 | -97.011 | West 14 @ Fairgrounds | Winfield | KS | 67156 | Cowley | MRO | SWPP | Southwest Power Pool | Natural Gas | Natural Gas Fired Combustion Turbine | 1 | GT1 | 11 | 11.1 | 11.2 | RE | Electric Utility | 12.47 | M | [11 empty] | 1962
1336 | SPP | Garden City | 18315 | Sunflower Electric Power Corp | 37.9703 | -100.8956 | 2075 W Saint John Street | Garden City | KS | 67846 | Finney | MRO | SWPP | Southwest Power Pool | Natural Gas | Natural Gas Steam Turbine; Natural Gas Fired Combustion Turbine | 4 | S2; S3; S4; S5 | 256.3 | 219.2 | 219.2 | RE | Electric Utility | 115 | C | SECIGRDNCT1UN2; SECIGRDNCT1UN3; SECIGRDNCT1UN4; SECIGRDNCT1UN5 | [10 empty] | 1968
1353 | PJM | Big Sandy | 22053 | Kentucky Power Co | 38.1707 | -82.6176 | 23000 Hwy 23 | Louisa | KY | 41230 | Lawrence | RFC | PJM | PJM Interconnection, LLC | Natural Gas | Natural Gas Steam Turbine | 1 | 1 | 280.5 | 260 | 260 | RE | Electric Utility | 345 | I | [11 empty] | 1963
1359 | PJM | Mother Ann Lee | 54775 | Lock 7 Hydro Partners LLC | 37.8297 | -84.7247 | 1 Shaker Ferry Road | Harrodsburg | KY | 40330 | Mercer | SERC | PJM | PJM Interconnection, LLC | Other | Conventional Hydroelectric | 3 | 1; 2; 3 | 2.1 | 2.3 | 2.3 | NR | IPP Non-CHP | 34.5 | Q | [11 empty] | 2007
1383 | MISO | Robert A Reid | 1692 | Big Rivers Electric Corp | 37.6461 | -87.5019 | 9000 Highway 2096 | Robards | KY | 42452 | Webster | SERC | MISO | Midcontinent Independent Transmission System Operator, Inc.. | Natural Gas | Natural Gas Fired Combustion Turbine | 1 | GEN2 | 98.8 | 58 | 65 | RE | Electric Utility | 69 | C | BREC.REIDCT | [10 empty] | 1976
1384 | PJM | Cooper | 5580 | East Kentucky Power Coop, Inc | 36.9981 | -84.5919 | 670 Cooper Power Plant Rd. | Somerset | KY | 42501 | Pulaski | SERC | PJM | PJM Interconnection, LLC | Coal | Conventional Steam Coal | 2 | 1; 2 | 344 | 341 | 341 | RE | Electric Utility | 161 | C | 1123180704; 123180705 | [10 empty] | 1965
1391 | MISO | Louisiana 1 | 11241 | Entergy Louisiana LLC | 30.4922 | -91.1864 | Gulf States Road | Baton Rouge | LA | 70821 | East Baton Rouge | SERC | MISO | Midcontinent Independent Transmission System Operator, Inc.. | Mixed | Other Gases; Natural Gas Fired Combustion Turbine | 5 | 1A; 2A; 3A; 4A; 5A | 450.9 | 382.4 | 392.4 | RE | Industrial CHP | 230 | I | [11 empty] | 1951
1392 | MISO | Louisiana 2 | 11241 | Entergy Louisiana LLC | 30.4922 | -91.1864 | Gulf States Road | Baton Rouge | LA | 70821 | East Baton Rouge | SERC | MISO | Midcontinent Independent Transmission System Operator, Inc.. | Natural Gas | Natural Gas Steam Turbine | 3 | 10; 11; 12 | 175 | 138 | 138 | RE | Electric Utility | 69 | I | [11 empty] | 1950
1393 | MISO | R S Nelson | 11241 | Entergy Louisiana LLC | 30.2844 | -93.2911 | 3500 Houston River Road | Westlake | LA | 70669 | Calcasieu | SERC | MISO | Midcontinent Independent Transmission System Operator, Inc.. | Mixed | Petroleum Coke; Natural Gas Steam Turbine; Conventional Steam Coal | 4 | 1; 2; 4; 6 | 1433.6 | 1128.6 | 1183.2 | RE | Electric Utility | 230 | I | EES.NELSON1; EES.NELSON2; EES.NELSON4; EES.NELSON6 | [10 empty] | 1959
1396 | MISO | Coughlin Power Station | 3265 | Cleco Power LLC | 30.8439 | -92.2611 | 2180 St Landry Hwy | St Landry | LA | 71367 | Evangeline | SERC | MISO | Midcontinent Independent Transmission System Operator, Inc.. | Natural Gas | Natural Gas Fired Combined Cycle | 5 | 6; 7; U6CT; U72; U7CT | 922.8 | 733.6 | 0 | RE | Electric Utility | 230 | I | CLEC.CPS6ST; CLEC.CPS7ST; CLEC.CPS6; CLEC.CPS72; CLEC.CPS71 | [10 empty] | 1961
1400 | MISO | Teche | 3265 | Cleco Power LLC | 29.8222 | -91.5425 | 237 Newman St | Baldwin | LA | 70514 | St Mary | SERC | MISO | Midcontinent Independent Transmission System Operator, Inc.. | Natural Gas | Natural Gas Fired Combustion Turbine | 1 | 4 | 42.2 | 33.9 | 33.9 | RE | Electric Utility | 138 | I | CLEC.TPS4 | [10 empty] | 2011
1402 | MISO | Little Gypsy | 11241 | Entergy Louisiana LLC | 30.0051 | -90.4617 | 17420 River Road | La Place | LA | 70068 | St Charles | SERC | MISO | Midcontinent Independent Transmission System Operator, Inc.. | Natural Gas | Natural Gas Steam Turbine | 2 | 2; 3 | 1002.9 | 899.3 | 922.3 | RE | Electric Utility | 115 | I | EES.L_GYPSY2; EES.L_GYPSY3 | [10 empty] | 1966 | 2029
1403 | MISO | Nine Mile Point | 11241 | Entergy Louisiana LLC | 29.9472 | -90.1458 | 1617 River Road | Westwego | LA | 70094 | Jefferson | SERC | MISO | Midcontinent Independent Transmission System Operator, Inc.. | Natural Gas | Natural Gas Steam Turbine; Natural Gas Fired Combined Cycle | 5 | 5; 6(4); 6A; 6B; 6C | 2439.7 | 2375.5 | 2488.1 | RE | Electric Utility | 230 | I | EES.NINEMILE5; EES.NINEMILE4 | [10 empty] | 1971 | 2031
1404 | MISO | Sterlington | 11241 | Entergy Louisiana LLC | 32.7047 | -92.0792 | PO Box 647 | Sterlington | LA | 71280 | Ouachita | SERC | MISO | Midcontinent Independent Transmission System Operator, Inc.. | Natural Gas | Natural Gas Fired Combustion Turbine | 1 | 7A | 59.3 | 45.5 | 50 | RE | Electric Utility | 115 | I | EES.STERL7 | [10 empty] | 1973
1416 | SPP | Arsenal Hill | 17698 | Southwestern Electric Power Co | 32.5181 | -93.7611 | 520 North Allen | Shreveport | LA | 71101 | Caddo | MRO | SWPP | Southwest Power Pool | Natural Gas | Natural Gas Steam Turbine | 1 | 5 | 125 | 110 | 110 | RE | Electric Utility | 69 | I | [11 empty] | 1960 | 2029
1417 | SPP | Lieberman | 17698 | Southwestern Electric Power Co | 32.7047 | -93.9597 | 11730 La Hwy 538 | Mooringsport | LA | 71060 | Caddo | MRO | SWPP | Southwest Power Pool | Natural Gas | Natural Gas Steam Turbine | 2 | 3; 4 | 228 | 208 | 208 | RE | Electric Utility | 138 | I | [11 empty] | 1957
1439 | MISO | Houma | 8884 | Terrebonne Parish Consol Gov't | 29.5806 | -90.7225 | 1551 Barrow Street | Houma | LA | 70360 | Terrebonne | SERC | MISO | Midcontinent Independent Transmission System Operator, Inc.. | Natural Gas | Natural Gas Steam Turbine | 3 | 14; 15; 16 | 78.9 | 67.5 | 67.5 | RE | Electric Utility | 115 | M | [11 empty] | 1967
1453 | MISO | New Roads | 13483 | City of New Roads - (LA) | 30.7261 | -91.3683 | 215 Oak Street | New Roads | LA | 70760 | Pointe Coupee | SERC | MISO | Midcontinent Independent Transmission System Operator, Inc.. | Petroleum | Petroleum Liquids | 6 | 1; 2; 3; 4; 5; 6 | 9.4 | 7 | 7 | RE | Electric Utility | 13.8 | M | [11 empty] | 1951
1456 | MISO | Rayne | 26253 | Louisiana Energy & Power Authority | 30.2346 | -92.2722 | 801 The Boulevard | Rayne | LA | 70578 | Acadia | SERC | MISO | Midcontinent Independent Transmission System Operator, Inc.. | Petroleum | Petroleum Liquids | 2 | 8; 9 | 8.2 | 7 | 7 | RE | Electric Utility | 13.8 | P | [11 empty] | 1969
1464 | MISO | Big Cajun 1 | 11252 | Louisiana Generating LLC | 30.6739 | -91.3556 | 7807 River Road - Hwy 415 | Jarreau | LA | 70749 | Pointe Coupee | SERC | MISO | Midcontinent Independent Transmission System Operator, Inc.. | Natural Gas | Natural Gas Steam Turbine; Natural Gas Fired Combustion Turbine | 4 | 1; 2; 3; 4 | 492.8 | 367.1 | 406.1 | NR | IPP Non-CHP | 230 | Q | LAGN.BCI_1; LAGN.BCI_2; LAGN.BC1T_3; LAGN.BC1T_4 | [10 empty] | 1972
1554 | PJM | Herbert A Wagner | 60422 | H.A. Wagner LLC | 39.1781 | -76.5268 | 1000 Brandon Shores Rd | Baltimore | MD | 21226 | Anne Arundel | RFC | PJM | PJM Interconnection, LLC | Petroleum | Petroleum Liquids | 4 | 1; 3; 4; GT1 | 922.5 | 840.9 | 840.9 | NR | IPP Non-CHP | 230 | Q | 50689; 50691; 50692; 50688 | [10 empty] | 1956 | 2025
1556 | PJM | Perryman | 4161 | Constellation Power Source Generation, LLC | 39.4428 | -76.2218 | Bush River Neck Rd | Harford County | MD | 21130 | Harford | RFC | PJM | PJM Interconnection, LLC | Mixed | Petroleum Liquids; Natural Gas Fired Combustion Turbine | 5 | GT1; GT3; GT4; GT5; GT6 | 492.3 | 403.8 | 494.8 | NR | IPP Non-CHP | 115 | Q | PERRYMAN13 KVCT 1; PERRYMAN13 KVCT 3; PERRYMAN13 KVCT 4; PERRYMAN33 KVCT 51; PERRYMN613.8 KV PERYMAN6 | [10 empty] | 1972
1557 | PJM | Philadelphia | 4161 | Constellation Power Source Generation, LLC | 39.2986 | -76.5636 | 3914 Pulaski Highway | Baltimore | MD | 21205 | Baltimore City | RFC | PJM | PJM Interconnection, LLC | Petroleum | Petroleum Liquids | 4 | GT1; GT2; GT3; GT4 | 82.8 | 59.7 | 64.4 | NR | IPP Non-CHP | 115 | Q | PHILADRD4 KVCT 1; PHILADRD4 KVCT 2; PHILADRD4 KVCT 3; PHILADRD4 KVCT 4 | [10 empty] | 1970
1563 | PJM | Crisfield | 56609 | Calpine Mid-Atlantic Generation LLC | 37.9941 | -75.8377 | 4079 Crisfield Highway | Crisfield | MD | 21817 | Somerset | RFC | PJM | PJM Interconnection, LLC | Petroleum | Petroleum Liquids | 4 | CRIS; CRS2; CRS3; CRS4 | 11.6 | 10.4 | 10.4 | NR | IPP Non-CHP | 69 | Q | 50881; 50882; 50883; 50884 | [10 empty] | 1968
1564 | PJM | Vienna Operations | 19830 | NRG Vienna Operations Inc | 38.4878 | -75.8208 | Chapel of Ease Road | Vienna | MD | 21869 | Dorchester | RFC | PJM | PJM Interconnection, LLC | Petroleum | Petroleum Liquids | 2 | 10; 8 | 180.6 | 167.3 | 167.3 | NR | IPP Non-CHP | 138 | Q | [11 empty] | 1968
1567 | PJM | Deep Creek | 54679 | BP Piney & Deep Creek LLC | 39.523 | -79.413 | 14 River View Terrace | Oakland | MD | 21550 | Garrett | RFC | PJM | PJM Interconnection, LLC | Other | Conventional Hydroelectric | 2 | 1; 2 | 20 | 18 | 18 | NR | IPP Non-CHP | 115 | Q | [11 empty] | 1925
1571 | PJM | Chalk Point Power | 64576 | Chalk Point Power, LLC | 38.5444 | -76.6861 | P.O. 10 | Aquasco | MD | 20608 | Prince Georges | RFC | PJM | PJM Interconnection, LLC | Mixed | Natural Gas Steam Turbine; Petroleum Liquids; Natural Gas Fired Combustion Turbine | 8 | 3; 4; GT1; GT2; GT3; GT4; GT5; GT6 | 1825 | 1614.3 | 1707.2 | NR | IPP Non-CHP | 230 | Q | 50817; 50818; 50809; 50810; 50811; 50812; 50813; 50814 | [10 empty] | 1967
1572 | PJM | Dickerson Power | 64575 | Dickerson Power, LLC | 39.2097 | -77.4644 | 21200 Martinsburg Rd. | Dickerson | MD | 20842 | Montgomery | RFC | PJM | PJM Interconnection, LLC | Natural Gas | Natural Gas Fired Combustion Turbine | 2 | GT2; GT3 | 326 | 299 | 334 | NR | IPP Non-CHP | 230 | Q | 50823; 50824 | [10 empty] | 1992
1573 | PJM | Morgantown Generating Plant | 12653 | Lanyard Power Holdings, LLC | 38.3592 | -76.9767 | 12620 Crain Highway | Newburg | MD | 20664 | Charles | RFC | PJM | PJM Interconnection, LLC | Petroleum | Petroleum Liquids | 2 | 3; 4 | 130 | 108 | 118 | NR | IPP Non-CHP | 230 | Q | 50828; 50829 | [10 empty] | 1973
1574 | PJM | Conowingo | 6035 | Constellation Power, Inc | 39.6572 | -76.1752 | 2569 Shures Landing Rd. | Darlington | MD | 21034 | Harford | RFC | PJM | PJM Interconnection, LLC | Other | Conventional Hydroelectric | 11 | 1; 10; 11; 2; 3; 4; 5; 6; 7; 8; 9 | 530.8 | 496.9 | 572 | NR | IPP Non-CHP | 220 | Q | CONOWING13 KV GEN1; CONOWING13 KV G10; CONOWING13 KV G11; CONOWING13 KV GEN2; CONOWING13 KV GEN3; CONOWING13 KV GEN4; CONOWING13 KV GEN5; CONOWING13 KV GEN6; CONOWING13 KV UNIT07; CONOWING13 KV GEN8; CONOWING13 KV GEN9 | [10 empty] | 1928
1580 | PJM | Easton | 5625 | Easton Utilities Comm | 38.7786 | -76.0769 | 219 N. Washington Street | Easton | MD | 21601 | Talbot | RFC | PJM | PJM Interconnection, LLC | Petroleum | Petroleum Liquids | 9 | 10; 101; 102; 11; 12; 13; 14; 7; 9 | 31.1 | 29.9 | 29.9 | RE | Electric Utility | 69 | M | [11 empty] | 1954
1693 | MISO | Alcona | 4254 | Consumers Energy Co - (MI) | 44.562 | -83.8045 | 6950 Bamfield Rd. | Glennie | MI | 48737 | Alcona | RFC | MISO | Midcontinent Independent Transmission System Operator, Inc.. | Other | Conventional Hydroelectric | 2 | 1; 2 | 8 | 2.8 | 3 | RE | Electric Utility | 138 | I | [11 empty] | 1924
1694 | MISO | Allegan Dam | 4254 | Consumers Energy Co - (MI) | 42.5638 | -85.954 | 3140 Allegan Dam Rd. | Allegan | MI | 49010 | Allegan | RFC | MISO | Midcontinent Independent Transmission System Operator, Inc.. | Other | Conventional Hydroelectric | 3 | 1; 2; 3 | 2.6 | 1.2 | 1.5 | RE | Electric Utility | 24.9 | I | [11 empty] | 1935
1698 | MISO | C W Tippy | 4254 | Consumers Energy Co - (MI) | 44.2591 | -85.9396 | 1325 Tippy Dam Rd. | Wellston | MI | 49689 | Manistee | RFC | MISO | Midcontinent Independent Transmission System Operator, Inc.. | Other | Conventional Hydroelectric | 3 | 1; 2; 3 | 20.1 | 6 | 6.6 | RE | Electric Utility | 138 | I | [11 empty] | 1918
1700 | MISO | Cooke | 4254 | Consumers Energy Co - (MI) | 44.4726 | -83.5719 | Cooke Dam Rd. | Oscoda | MI | 48750 | Iosco | RFC | MISO | Midcontinent Independent Transmission System Operator, Inc.. | Other | Conventional Hydroelectric | 3 | 1; 2; 3 | 9 | 7.1 | 7.3 | RE | Electric Utility | 46 | I | [11 empty] | 1911
1701 | MISO | Croton | 4254 | Consumers Energy Co - (MI) | 43.4373 | -85.6645 | 6505 S. Swan Rd. | Newaygo | MI | 49337 | Newaygo | RFC | MISO | Midcontinent Independent Transmission System Operator, Inc.. | Other | Conventional Hydroelectric | 4 | 1; 2; 3; 4 | 8.9 | 3.3 | 4.4 | RE | Electric Utility | 7.2 | I | [11 empty] | 1907
1702 | MISO | Dan E Karn | 4254 | Consumers Energy Co - (MI) | 43.645 | -83.8401 | 2742 N. Weadock Hwy. | Essexville | MI | 48732 | Bay | RFC | MISO | Midcontinent Independent Transmission System Operator, Inc.. | Natural Gas | Natural Gas Steam Turbine | 2 | 3; 4 | 1402.3 | 1199.8 | 1240.1 | RE | Electric Utility | 345 | I | [11 empty] | 1975
1704 | MISO | Five Channels | 4254 | Consumers Energy Co - (MI) | 44.4555 | -83.6763 | 6051 State, Route 65 | Oscoda | MI | 48750 | Iosco | RFC | MISO | Midcontinent Independent Transmission System Operator, Inc.. | Other | Conventional Hydroelectric | 2 | 1; 2 | 6 | 6.3 | 6.5 | RE | Electric Utility | 46 | I | [11 empty] | 1912
1705 | MISO | Foote | 4254 | Consumers Energy Co - (MI) | 44.4354 | -83.4407 | 5315 N. Rea Rd. | Oscoda | MI | 48750 | Iosco | RFC | MISO | Midcontinent Independent Transmission System Operator, Inc.. | Other | Conventional Hydroelectric | 3 | 1; 2; 3 | 9 | 3 | 3.3 | RE | Electric Utility | 46 | I | [11 empty] | 1918
1707 | MISO | Hardy | 4254 | Consumers Energy Co - (MI) | 43.4866 | -85.6299 | Croton-Hardy @ 36th | Newaygo | MI | 49337 | Newaygo | RFC | MISO | Midcontinent Independent Transmission System Operator, Inc.. | Other | Conventional Hydroelectric | 3 | 1; 2; 3 | 31.5 | 33.6 | 33.1 | RE | Electric Utility | 138 | I | [11 empty] | 1931
1708 | MISO | Hodenpyl | 4254 | Consumers Energy Co - (MI) | 44.3629 | -85.82 | Hodenpyl Rd. | Mesick | MI | 49668 | Wexford | RFC | MISO | Midcontinent Independent Transmission System Operator, Inc.. | Other | Conventional Hydroelectric | 2 | 1; 2 | 17 | 4.2 | 4.8 | RE | Electric Utility | 46 | I | [11 empty] | 1925
1710 | MISO | J H Campbell | 4254 | Consumers Energy Co - (MI) | 42.9103 | -86.2007 | 17000 Croswell St. | West Olive | MI | 49460 | Ottawa | RFC | MISO | Midcontinent Independent Transmission System Operator, Inc.. | Coal | Conventional Steam Coal | 3 | 1; 2; 3 | 1560.8 | 1330.5 | 1329.3 | RE | Electric Utility | 345 | I | [11 empty] | 1962 | 2025
1712 | MISO | Loud | 4254 | Consumers Energy Co - (MI) | 44.4631 | -83.7208 | Loud Dam Rd. | Oscoda | MI | 48750 | Iosco | RFC | MISO | Midcontinent Independent Transmission System Operator, Inc.. | Other | Conventional Hydroelectric | 2 | 1; 2 | 4 | 4.9 | 4.9 | RE | Electric Utility | 46 | I | [11 empty] | 1913
1713 | MISO | Ludington | 4254 | Consumers Energy Co - (MI) | 43.8942 | -86.4447 | 3525 S. Lakeshore Dr. | Ludington | MI | 49431 | Mason | RFC | MISO | Midcontinent Independent Transmission System Operator, Inc.. | Other | Hydroelectric Pumped Storage | 6 | 1; 2; 3; 4; 5; 6 | 1978.8 | 2179.8 | 2182.2 | RE | Electric Utility | 345 | I | [11 empty] | 1973
1714 | MISO | Mio | 4254 | Consumers Energy Co - (MI) | 44.6611 | -84.1317 | 700 S. M-33 | Mio | MI | 48647 | Oscoda | RFC | MISO | Midcontinent Independent Transmission System Operator, Inc.. | Other | Conventional Hydroelectric | 2 | 1; 2 | 5 | 1.4 | 1.6 | RE | Electric Utility | 138 | I | [11 empty] | 1916
1715 | MISO | Palisades | 66469 | Holtec Palisades, LLC | 42.323 | -86.3146 | 27780 Blue Star Memorial Hwy. | Covert | MI | 49043 | Van Buren | REC | MISO | Midcontinent Independent Transmission System Operator, Inc.. | Nuclear | Nuclear | 1 | 1 | 811.8 | 768.5 | 815.6 | NR | IPP Non-CHP | 345 | Q | CONS.PALISA2A1 | [10 empty] | 1972
1716 | MISO | Rogers | 4254 | Consumers Energy Co - (MI) | 43.613 | -85.4795 | Rogers Heights on US-131 | Big Rapids | MI | 49307 | Mecosta | RFC | MISO | Midcontinent Independent Transmission System Operator, Inc.. | Other | Conventional Hydroelectric | 4 | 1; 2; 3; 4 | 6.8 | 2.4 | 2.8 | RE | Electric Utility | 46 | I | [11 empty] | 1922
1722 | MISO | Webber | 4254 | Consumers Energy Co - (MI) | 42.9528 | -84.9025 | Perkins Rd. | Lyons | MI | 48851 | Ionia | RFC | MISO | Midcontinent Independent Transmission System Operator, Inc.. | Other | Conventional Hydroelectric | 2 | 1; 2 | 4.3 | 1 | 1.6 | RE | Electric Utility | 46 | I | [11 empty] | 1907
1725 | MISO | Colfax | 5109 | DTE Electric Company | 42.6587 | -84.0952 | 4025 Gregory Rd | Fowlerville | MI | 48836 | Livingston | RFC | MISO | Midcontinent Independent Transmission System Operator, Inc.. | Petroleum | Petroleum Liquids | 5 | 1; 2; 3; 4; 5 | 13.5 | 14 | 14 | RE | Electric Utility | 40 | I | [11 empty] | 1969
1728 | MISO | Delray | 5109 | DTE Electric Company | 42.2947 | -83.1019 | 6911 W. Jefferson Ave | Detroit | MI | 48209 | Wayne | RFC | MISO | Midcontinent Independent Transmission System Operator, Inc.. | Natural Gas | Natural Gas Fired Combustion Turbine | 2 | 11-1; 12-1 | 142.2 | 127 | 159 | RE | Electric Utility | 120 | I | [11 empty] | 2000
1729 | MISO | Fermi | 5109 | DTE Electric Company | 41.9631 | -83.2581 | 6400 N Dixie Hwy | Frenchtown Twp | MI | 48166 | Monroe | RFC | MISO | Midcontinent Independent Transmission System Operator, Inc.. | Mixed | Nuclear; Petroleum Liquids | 5 | 2; 3; 4; GT1; GT2 | 1281 | 1192 | 1236 | RE | Electric Utility | 345 | I | [11 empty] | 1966
1730 | MISO | Hancock | 5109 | DTE Electric Company | 42.5497 | -83.4425 | 1781 Haggerty Rd | Commerce Twp | MI | 48390 | Oakland | RFC | MISO | Midcontinent Independent Transmission System Operator, Inc.. | Natural Gas | Natural Gas Fired Combustion Turbine | 4 | 1; 3; 5; 6 | 121.6 | 93 | 124 | RE | Electric Utility | 120 | I | [11 empty] | 1966
1733 | MISO | Monroe (MI) | 5109 | DTE Electric Company | 41.8906 | -83.3464 | 3500 Front St | Monroe | MI | 48161 | Monroe | RFC | MISO | Midcontinent Independent Transmission System Operator, Inc.. | Mixed | Conventional Steam Coal; Petroleum Liquids | 9 | 1; 2; 3; 4; IC1; IC2; IC3; IC4; IC5 | 3293.1 | 3080 | 3100 | RE | Electric Utility | 345 | I | [11 empty] | 1969 | 2028
1734 | MISO | Northeast (MI) | 5109 | DTE Electric Company | 42.45 | -83.0381 | 6401 Eight Mile Rd E. | Warren | MI | 48091 | Macomb | RFC | MISO | Midcontinent Independent Transmission System Operator, Inc.. | Mixed | Natural Gas Fired Combustion Turbine; Petroleum Liquids | 6 | 2; 3; 4; 5; 6; 7 | 113.8 | 101 | 130 | RE | Electric Utility | 120 | I | [11 empty] | 1966
1735 | MISO | Oliver | 5109 | DTE Electric Company | 43.8264 | -83.2383 | 346 N. Gagetown Rd. | Oliver Twp | MI | 48755 | Huron | RFC | MISO | Midcontinent Independent Transmission System Operator, Inc.. | Petroleum | Petroleum Liquids | 5 | 1; 2; 3; 4; 5 | 13.5 | 14 | 14 | RE | Electric Utility | 40 | I | [11 empty] | 1970
1737 | MISO | Placid 12 | 5109 | DTE Electric Company | 42.7106 | -83.4569 | 4912 Edgar Rd | Clarkston | MI | 48346 | Oakland | RFC | MISO | Midcontinent Independent Transmission System Operator, Inc.. | Petroleum | Petroleum Liquids | 5 | 1; 2; 3; 4; 5 | 13.5 | 14 | 14 | RE | Electric Utility | 40 | I | [11 empty] | 1970
1739 | MISO | Putnam (MI) | 5109 | DTE Electric Company | 42.7108 | -83.4561 | 5660 Mertz Rd | Mayville | MI | 48744 | Oakland | RFC | MISO | Midcontinent Independent Transmission System Operator, Inc.. | Petroleum | Petroleum Liquids | 5 | 1; 2; 3; 4; 5 | 13.5 | 14 | 14 | RE | Electric Utility | 40 | I | [11 empty] | 1971
1743 | MISO | St Clair | 5109 | DTE Electric Company | 42.7642 | -82.4719 | 4901 Pointe Dr | East China Twp | MI | 48054 | St Clair | RFC | MISO | Midcontinent Independent Transmission System Operator, Inc.. | Natural Gas | Natural Gas Fired Combustion Turbine | 1 | 11 | 18.5 | 19 | 23 | RE | Electric Utility | 345 | I | [11 empty] | 1968
1744 | MISO | Superior | 5109 | DTE Electric Company | 42.2639 | -83.6422 | 6000 First St | Superior Twp | MI | 48198 | Washtenaw | RFC | MISO | Midcontinent Independent Transmission System Operator, Inc.. | Petroleum | Petroleum Liquids | 4 | 1; 2; 3; 4 | 64 | 52 | 76 | RE | Electric Utility | 40 | I | [11 empty] | 1966
1746 | MISO | Wilmot | 5109 | DTE Electric Company | 43.4566 | -83.1889 | 5977 Bevens Rd E. | Kingston Twp | MI | 48741 | Tuscola | RFC | MISO | Midcontinent Independent Transmission System Operator, Inc.. | Petroleum | Petroleum Liquids | 5 | 1; 2; 3; 4; 5 | 13.5 | 14 | 14 | RE | Electric Utility | 40 | I | [11 empty] | 1968
1750 | MISO | Manistique | 3828 | Cloverland Electric Co-op | 45.955 | -86.2563 | 335 Chippewa Avenue | Manistique | MI | 49854 | Schoolcraft | RFC | MISO | Midcontinent Independent Transmission System Operator, Inc.. | Petroleum | Petroleum Liquids | 2 | 1; 2 | 4.8 | 4.8 | 4.8 | RE | Electric Utility | 69 | C | MIUP.MANSTQN1 | [10 empty] | 1960
1751 | MISO | Edison Sault | 3828 | Cloverland Electric Co-op | 46.4974 | -84.332 | 725 E. Portage Ave. | Sault Ste. Marie | MI | 49783 | Chippewa | RFC | MISO | Midcontinent Independent Transmission System Operator, Inc.. | Other | Conventional Hydroelectric | 73 | 10; 11; 12; 13; 14; 15; 16; 17; 18; 19; 20; 21; 22; 23; 24; 25; 26; 27; 28; 29; 30; 31; 32; 33; 34; 35; 36; 37; 38; 39; 40; 41; 42; 45; 46; 47; 48; 49; 50; 51; 52; 53; 54; 55; 56; 57; 58; 59; 6; 60; 61; 62; 63; 64; 65; 66; 67; 68; 69; 7; 70; 71; 72; 73; 74; 75; 76; 77; 78; 79; 8; 80; 9 | 41.8 | 29.2 | 22.5 | RE | Electric Utility | 69 | C | MIUP.CLVHDRTN1 | [10 empty] | 1901
1753 | PJM | Berrien Springs | 9324 | Indiana Michigan Power Co | 41.9439 | -86.3289 | 600 South Mechanic Street | Berrien Springs | MI | 49103 | Berrien | RFC | PJM | PJM Interconnection, LLC | Other | Conventional Hydroelectric | 12 | 10; 11; 12; 1A; 2A; 3A; 4A; 5; 6; 7; 8; 9 | 7.2 | 4.8 | 2.4 | RE | Electric Utility | 34.5 | I | 32418285; 32418287; 32418289; 32418283; 32418291; 32418293; 32418295; 32418297; 32418299; 32418301; 32418303; 32418305 | [10 empty] | 1996
1754 | PJM | Buchanan (MI) | 9324 | Indiana Michigan Power Co | 41.8396 | -86.3511 | 15560 East River Road | Buchanan | MI | 49107 | Berrien | RFC | PJM | PJM Interconnection, LLC | Other | Conventional Hydroelectric | 10 | 1; 10; 2; 3; 4; 5; 6; 7; 8; 9 | 4.4 | 2 | 2 | RE | Electric Utility | 34.5 | I | 32418309; 32418311; 32418313; 32418315; 32418317; 32418319; 32418321; 32418323; 32418325; 32418327 | [10 empty] | 1919
1756 | MISO | Saxon Falls | 13781 | Northern States Power Co - Minnesota | 46.5392 | -90.3742 | 15462 N. Saxon Falls Rd | Saxon | WI | 54559 | Iron | MRO | MISO | Midcontinent Independent Transmission System Operator, Inc.. | Other | Conventional Hydroelectric | 2 | 1; 2 | 1.6 | 1 | 1.1 | RE | Electric Utility | 34.5 | I | Saxon Falls | [10 empty] | 1913 | 2064
1757 | MISO | Superior Falls | 13781 | Northern States Power Co - Minnesota | 46.5646 | -90.4161 | E112 Lake Rd | Ironwood | MI | 54559 | Gogebic | RFC | MISO | Midcontinent Independent Transmission System Operator, Inc.. | Other | Conventional Hydroelectric | 2 | 1; 2 | 1.4 | 1 | 1.2 | RE | Electric Utility | 34.5 | I | Superior Falls | [10 empty] | 1917 | 2064
1760 | PJM | Constantine | 9324 | Indiana Michigan Power Co | 41.8436 | -85.6694 | 135 North Washington Avenue | Constantine | MI | 49042 | St Joseph | RFC | PJM | PJM Interconnection, LLC | Other | Conventional Hydroelectric | 4 | 1; 2; 3; 4 | 1.2 | 0.4 | 0.8 | RE | Electric Utility | 12 | I | 32418375; 32418377; 32418379; 32418381 | [10 empty] | 1923
1761 | PJM | Mottville | 9324 | Indiana Michigan Power Co | 41.8056 | -85.7505 | 10005 North River Road | White Pigeon | MI | 49099 | St Joseph | RFC | PJM | PJM Interconnection, LLC | Other | Conventional Hydroelectric | 4 | 1; 2; 3; 4 | 1.6 | 0.4 | 0.8 | RE | Electric Utility | 34.5 | I | 32418473; 32418475; 32418477; 32418479 | [10 empty] | 1923 | 2033
1772 | MISO | John H Warden | 56133 | L'Anse Warden Electric Company LLC | 46.7553 | -88.4558 | 157 S Main St | L'Anse | MI | 49946 | Baraga | RFC | MISO | Midcontinent Independent Transmission System Operator, Inc.. | Other | Wood/Wood Waste Biomass | 1 | 1 | 22 | 17.7 | 17.7 | NR | IPP Non-CHP | 13.8 | Q | [11 empty] | 1959
1773 | MISO | Prickett | 19578 | Upper Peninsula Power Company | 46.7261 | -88.6625 | Prickett Dam Rd | Pelkie | MI | 49958 | Baraga | RFC | MISO | Midcontinent Independent Transmission System Operator, Inc.. | Other | Conventional Hydroelectric | 2 | 1; 2 | 2.2 | 0.8 | 0.8 | RE | Electric Utility | 12.5 | I | UPPC.INTEGRATD | [10 empty] | 1931
1774 | MISO | Victoria Dam | 19578 | Upper Peninsula Power Company | 46.6964 | -89.2089 | Victoria Dam Rd | Rockland | MI | 49960 | Ontonagon | RFC | MISO | Midcontinent Independent Transmission System Operator, Inc.. | Other | Conventional Hydroelectric | 2 | 1; 2 | 12 | 11.8 | 11.8 | RE | Electric Utility | 69 | I | UPPC.VICTORIA1; UPPC.VICTORIA2 | [10 empty] | 1931
1775 | MISO | Brule | 20847 | Wisconsin Electric Power Co | 45.9472 | -88.2189 | Brule Dam Road | Florence | WI | 54121 | Florence | RFC | MISO | Midcontinent Independent Transmission System Operator, Inc.. | Other | Conventional Hydroelectric | 3 | 1; 2; 3 | 5.3 | 5.3 | 5.3 | RE | Electric Utility | 69 | I | [11 empty] | 1919
1776 | MISO | Chalk Hill | 20847 | Wisconsin Electric Power Co | 45.5136 | -87.8011 | Route 1, Chalk Hill Road | Stephenson | MI | 49887 | Menominee | RFC | MISO | Midcontinent Independent Transmission System Operator, Inc.. | Other | Conventional Hydroelectric | 3 | 1; 2; 3 | 7.8 | 7.8 | 7.8 | RE | Electric Utility | 69 | I | [11 empty] | 1927
1777 | MISO | Hemlock Falls | 20847 | Wisconsin Electric Power Co | 46.1311 | -88.225 | 320 Stream Road | Crystal Falls | MI | 49920 | Iron | RFC | MISO | Midcontinent Independent Transmission System Operator, Inc.. | Other | Conventional Hydroelectric | 1 | 1 | 2.8 | 2.8 | 2.8 | RE | Electric Utility | 24.9 | I | [11 empty] | 1953
1778 | MISO | Kingsford | 20847 | Wisconsin Electric Power Co | 45.808 | -88.1251 | 200-A Cowboy Lake Road | Kingsford | MI | 49802 | Dickinson | RFC | MISO | Midcontinent Independent Transmission System Operator, Inc.. | Other | Conventional Hydroelectric | 3 | 1; 2; 3 | 7.2 | 7.2 | 7.2 | RE | Electric Utility | 13.8 | I | [11 empty] | 1924
1780 | MISO | Michigamme Falls | 20847 | Wisconsin Electric Power Co | 45.9553 | -88.1958 | 400 Lower Dam Road | Crystal Falls | MI | 49920 | Iron | RFC | MISO | Midcontinent Independent Transmission System Operator, Inc.. | Other | Conventional Hydroelectric | 2 | 1; 2 | 9.6 | 9.6 | 9.6 | RE | Electric Utility | 69 | I | [11 empty] | 1953
1781 | MISO | Peavy Falls | 20847 | Wisconsin Electric Power Co | 45.9908 | -88.2105 | 511 Upper Dam Road | Crystal Falls | MI | 49920 | Iron | RFC | MISO | Midcontinent Independent Transmission System Operator, Inc.. | Other | Conventional Hydroelectric | 2 | 1; 2 | 12 | 12 | 12 | RE | Electric Utility | 69 | I | [11 empty] | 1943
1785 | MISO | Way Dam | 20847 | Wisconsin Electric Power Co | 46.1592 | -88.2353 | 1361 Way Dam Road | Crystal Falls | MI | 49920 | Iron | RFC | MISO | Midcontinent Independent Transmission System Operator, Inc.. | Other | Conventional Hydroelectric | 1 | 1 | 1.8 | 1.8 | 1.8 | RE | Electric Utility | 24.9 | I | [11 empty] | 1949
1786 | MISO | White Rapids | 20847 | Wisconsin Electric Power Co | 45.4821 | -87.8022 | N10125 River Road | Stephenson | MI | 49887 | Menominee | RFC | MISO | Midcontinent Independent Transmission System Operator, Inc.. | Other | Conventional Hydroelectric | 3 | 1; 2; 3 | 8 | 7.2 | 7.2 | RE | Electric Utility | 138 | I | [11 empty] | 1927
1787 | MISO | Grand Rapids | 20860 | Wisconsin Public Service Corp | 45.3547 | -87.6494 | N6651 P3 Rd | Ingalls | MI | 49858 | Menominee | RFC | MISO | Midcontinent Independent Transmission System Operator, Inc.. | Other | Conventional Hydroelectric | 5 | 1; 2; 3; 4; 5 | 7.5 | 7.5 | 7.5 | RE | Electric Utility | 24.9 | I | WPS.WPSM | [10 empty] | 1918
1821 | MISO | Crystal Falls | 4604 | City of Crystal Falls | 46.1063 | -88.3345 | 600 Power Plant Road | Crystal Falls | MI | 49920 | Iron | RFC | MISO | Midcontinent Independent Transmission System Operator, Inc.. | Other | Conventional Hydroelectric | 3 | 1; 2; 3 | 1 | 1 | 1 | RE | Electric Utility | 12.47 | M | [11 empty] | 1914
1827 | MISO | Hart | 8205 | City of Hart Hydro - (MI) | 43.7041 | -86.3663 | 15 N. Water | Hart | MI | 49420 | Oceana | RFC | MISO | Midcontinent Independent Transmission System Operator, Inc.. | Mixed | Natural Gas Internal Combustion Engine; Petroleum Liquids | 3 | 4; IC1; IC3 | 5.1 | 5.1 | 5.1 | RE | Electric Utility | 4 | M | [11 empty] | 1964
1829 | MISO | Hillsdale | 8631 | Hillsdale Board of Public Wks | 41.9061 | -84.6319 | 201 Waterworks Ave | Hillsdale | MI | 49242 | Hillsdale | RFC | MISO | Midcontinent Independent Transmission System Operator, Inc.. | Natural Gas | Natural Gas Internal Combustion Engine | 2 | 5; 6 | 11.6 | 11.6 | 11.6 | RE | Electric Utility | 46 | M | [11 empty] | 1973
1840 | MISO | Plant Four | 11701 | City of Marquette - (MI) | 46.576 | -87.4036 | End of Powder Mill Road | Marquette | MI | 49855 | Marquette | RFC | MISO | Midcontinent Independent Transmission System Operator, Inc.. | Petroleum | Petroleum Liquids | 1 | CT1 | 24 | 20 | 22 | RE | Electric Utility | 12.5 | M | [11 empty] | 1979
1842 | MISO | James R Smith | 11701 | City of Marquette - (MI) | 46.5716 | -87.4105 | 2245 Wright Street | Marquette | MI | 49855 | Marquette | RFC | MISO | Midcontinent Independent Transmission System Operator, Inc.. | Other | Conventional Hydroelectric | 2 | 1; 2 | 3.2 | 3.2 | 3.2 | RE | Electric Utility | 12.5 | M | [11 empty] | 1919
1844 | MISO | Marshall (MI) | 11713 | City of Marshall - (MI) | 42.2717 | -84.9411 | 906 S Marshall Ave | Marshall | MI | 49068 | Calhoun | RFC | MISO | Midcontinent Independent Transmission System Operator, Inc.. | Mixed | Conventional Hydroelectric; Natural Gas Internal Combustion Engine | 5 | 1; 3; IC3; IC5; IC6 | 9.8 | 9.2 | 9.2 | RE | Electric Utility | 12.47 | M | [11 empty] | 1928
1848 | MISO | Norway (MI) | 13826 | City of Norway | 45.7412 | -87.8628 | N740 River Road | Norway | MI | 49870 | Dickinson | RFC | MISO | Midcontinent Independent Transmission System Operator, Inc.. | Other | Conventional Hydroelectric | 4 | 1; 2; 3; 4 | 6.3 | 6.2 | 6.2 | RE | Electric Utility | 24.9 | M | [11 empty] | 1905
1851 | MISO | Frank Jenkins | 15246 | City of Portland - (MI) | 42.8686 | -84.8956 | 723 E. Gd. River Ave. | Portland | MI | 48875 | Ionia | RFC | MISO | Midcontinent Independent Transmission System Operator, Inc.. | Petroleum | Petroleum Liquids | 3 | 4; 5; 6 | 3.8 | 3.5 | 3.5 | RE | Electric Utility | 7.2 | M | [11 empty] | 1950
1852 | MISO | St Louis | 17886 | City of St Louis - (MI) | 43.4019 | -84.6014 | 412 N. Mill | St. Louis | MI | 48880 | Gratiot | RFC | MISO | Midcontinent Independent Transmission System Operator, Inc.. | Mixed | Petroleum Liquids; Conventional Hydroelectric | 6 | 1; 5; 6; 7; 8; 9 | 5.6 | 5.4 | 5.4 | RE | Electric Utility | 4.1 | M | [11 empty] | 1919
1853 | MISO | Main Street (MI) | 16873 | Village of Sebewaing - (MI) | 43.7325 | -83.4533 | 120 East Main | Sebewaing | MI | 48759 | Huron | RFC | MISO | Midcontinent Independent Transmission System Operator, Inc.. | Petroleum | Petroleum Liquids | 6 | 1; 2; 3; 4; 5; 6 | 6 | 5.6 | 6 | RE | Electric Utility | 40 | M | CONS.MPPA | [10 empty] | 1947
1855 | PJM | Sturgis City Diesel Plant | 18252 | City of Sturgis - (MI) | 41.7992 | -85.4256 | 505 W. Chicago Road | Sturgis | MI | 49091 | St Joseph | RFC | PJM | PJM Interconnection, LLC | Natural Gas | Natural Gas Internal Combustion Engine | 1 | 6 | 6 | 6 | 6 | RE | Electric Utility | 4.16 | M | [11 empty] | 1981
1856 | PJM | Hydro Plant | 18252 | City of Sturgis - (MI) | 41.9711 | -85.5381 | 21477 Sturgis Dam Road | Three Rivers | MI | 49093 | St Joseph | RFC | PJM | PJM Interconnection, LLC | Other | Conventional Hydroelectric | 4 | 1; 2; 3; 4 | 2.2 | 2.2 | 2.2 | RE | Electric Utility | 24.9 | M | [11 empty] | 1911
1865 | MISO | Saint Marys Falls | 21264 | USACE-Detroit District | 46.5063 | -84.3493 | 312 W Portage Avenue | Sault Ste. Marie | MI | 49783 | Chippewa | RFC | MISO | Midcontinent Independent Transmission System Operator, Inc.. | Other | Conventional Hydroelectric | 5 | 1; 10; 2; 3; 3A | 23.7 | 20.6 | 20.6 | RE | Electric Utility | 13.6 | F | [11 empty] | 1932
1866 | MISO | Wyandotte | 21048 | Wyandotte Municipal Serv Comm | 42.2081 | -83.1453 | 2555 Van Alstyne | Wyandotte | MI | 48192 | Wayne | RFC | MISO | Midcontinent Independent Transmission System Operator, Inc.. | Mixed | Natural Gas Steam Turbine; Petroleum Liquids | 5 | 4; 7; DG1; DG2; DG3 | 48.9 | 47.9 | 48.9 | RE | Electric Utility | 69 | M | [11 empty] | 1948 | 2026
1867 | MISO | Zeeland | 21158 | City of Zeeland - (MI) | 42.8067 | -86.0558 | 347 E. Washington Ave | Zeeland | MI | 49464 | Ottawa | RFC | MISO | Midcontinent Independent Transmission System Operator, Inc.. | Natural Gas | Natural Gas Internal Combustion Engine | 7 | 1; 10; 11; 2; 7; 8; 9 | 22.3 | 23.7 | 24.1 | RE | Electric Utility | 12.5 | M | CONS.MPPA | [10 empty] | 1957 | 2032
1868 | MISO | Dafter | 3828 | Cloverland Electric Co-op | 46.3744 | -84.4172 | 2535 W M-28 | Dafter | MI | 49724 | Chippewa | RFC | MISO | Midcontinent Independent Transmission System Operator, Inc.. | Petroleum | Petroleum Liquids | 5 | 1C; 2C; 3C; 4; 4C | 11 | 9.7 | 9.7 | RE | Electric Utility | 69 | C | MIUP.DFTR13N1 | [10 empty] | 1960
1871 | MISO | Kleber | 19037 | Tower Kleber Ltd Partnership | 45.392 | -84.3333 | 7795 Kleber Rd. | Onaway | MI | 49765 | Cheboygan | RFC | MISO | Midcontinent Independent Transmission System Operator, Inc.. | Other | Conventional Hydroelectric | 4 | K1; K2; T1; T2 | 1.8 | 1.8 | 1.8 | NR | IPP Non-CHP | 12 | Q | [11 empty] | 1925
1873 | MISO | Tower | 20910 | Wolverine Power Supply Coop | 45.3628 | -84.295 | 9663 Cooperative Road | Tower | MI | 49792 | Cheboygan | RFC | MISO | Midcontinent Independent Transmission System Operator, Inc.. | Petroleum | Petroleum Liquids | 1 | GT4 | 21.3 | 19.3 | 24.7 | RE | Electric Utility | 69 | C | [11 empty] | 1971
1874 | MISO | Caro | 18895 | Thumb Electric Coop of Mich | 43.4659 | -83.3278 | 2437 East Dayton Road | Caro | MI | 48723 | Tuscola | RFC | MISO | Midcontinent Independent Transmission System Operator, Inc.. | Petroleum | Petroleum Liquids | 6 | 1; 2; 3; 4; 5; 6 | 9.4 | 8.5 | 8.5 | RE | Electric Utility | 40 | C | [11 empty] | 1949
1875 | MISO | Ubly | 18895 | Thumb Electric Coop of Mich | 43.7217 | -82.9388 | 4159 Ubly Road | Ubly | MI | 48475 | Huron | RFC | MISO | Midcontinent Independent Transmission System Operator, Inc.. | Petroleum | Petroleum Liquids | 9 | 1; 2; 3; 4; 5; 6; 7; 8; 9 | 12.4 | 12.3 | 12.3 | RE | Electric Utility | 40 | C | [11 empty] | 1938
1877 | MISO | George Johnson | 20910 | Wolverine Power Supply Coop | 43.8393 | -85.426 | 1529 S 170th Ave | Hersey | MI | 49639 | Osceola | RFC | MISO | Midcontinent Independent Transmission System Operator, Inc.. | Mixed | Natural Gas Fired Combustion Turbine; Petroleum Liquids | 3 | 10; 11; 9 | 51 | 49.7 | 61.1 | RE | Electric Utility | 69 | C | [11 empty] | 1993
1880 | MISO | Claude Vandyke | 20910 | Wolverine Power Supply Coop | 42.731 | -85.8551 | 3150 143rd Ave | Dorr | MI | 49323 | Allegan | RFC | MISO | Midcontinent Independent Transmission System Operator, Inc.. | Natural Gas | Natural Gas Fired Combustion Turbine | 1 | 8 | 24.8 | 20.2 | 27.3 | RE | Electric Utility | 69 | C | [11 empty] | 2001
1881 | MISO | Vestaburg | 20910 | Wolverine Power Supply Coop | 43.4016 | -84.9141 | 8614 Vestaburg Rd | Vestaburg | MI | 48891 | Montcalm | RFC | MISO | Midcontinent Independent Transmission System Operator, Inc.. | Natural Gas | Natural Gas Fired Combustion Turbine | 1 | 8 | 23.7 | 18.5 | 25.5 | RE | Electric Utility | 69 | C | [11 empty] | 1972
1891 | MISO | Syl Laskin | 12647 | ALLETE, Inc. | 47.5306 | -92.1619 | PO Box 166 | Hoyt Lakes | MN | 55705 | St Louis | MRO | MISO | Midcontinent Independent Transmission System Operator, Inc.. | Natural Gas | Natural Gas Steam Turbine | 2 | 1; 2 | 116 | 98 | 98 | RE | Electric Utility | 115 | I | MP.LASKIN1; MP.LASKIN2 | [10 empty] | 1953
1892 | MISO | Blanchard | 12647 | ALLETE, Inc. | 45.8614 | -94.3592 | 2750 Garland Road | Royalton | MN | 56373 | Morrison | MRO | MISO | Midcontinent Independent Transmission System Operator, Inc.. | Other | Conventional Hydroelectric | 3 | 1; 2; 3 | 18 | 16.2 | 16.2 | RE | Electric Utility | 115 | I | MP.BLNCHR123 | [10 empty] | 1925
1893 | MISO | Clay Boswell | 12647 | ALLETE, Inc. | 47.2611 | -93.6528 | 1200 NW 3rd St | Cohasset | MN | 55721 | Itasca | MRO | MISO | Midcontinent Independent Transmission System Operator, Inc.. | Mixed | Conventional Steam Coal; Petroleum Liquids | 3 | 3; 4; D4 | 923.3 | 937.8 | 937.8 | RE | Electric Utility | 230 | I | MP.BOS233; MP.MP_BOS4 | [10 empty] | 1973
1894 | MISO | Fond Du Lac | 12647 | ALLETE, Inc. | 46.6668 | -92.2939 | 14302 Oldenberg Parkway | Duluth | MN | 55808 | St Louis | MRO | MISO | Midcontinent Independent Transmission System Operator, Inc.. | Other | Conventional Hydroelectric | 1 | 1 | 12 | 13.1 | 13.1 | RE | Electric Utility | 115 | I | MP.FONDLA1 | [10 empty] | 1924
1895 | MISO | Knife Falls | 12647 | ALLETE, Inc. | 46.7266 | -92.4486 | Industrial Avenue | Cloquet | MN | 55720 | Carlton | MRO | MISO | Midcontinent Independent Transmission System Operator, Inc.. | Other | Conventional Hydroelectric | 3 | 1; 2; 3 | 2.4 | 2.3 | 2.3 | RE | Electric Utility | 14 | I | [11 empty] | 1922
1896 | MISO | Little Falls (MN) | 12647 | ALLETE, Inc. | 45.975 | -94.3691 | 1 Hydro St Dr. | Little Falls | MN | 56345 | Morrison | MRO | MISO | Midcontinent Independent Transmission System Operator, Inc.. | Other | Conventional Hydroelectric | 6 | 1; 2; 3; 4; 5; 6 | 4.6 | 5.1 | 5.1 | RE | Electric Utility | 34 | I | [11 empty] | 1906
1897 | MISO | M L Hibbard | 12647 | ALLETE, Inc. | 46.7353 | -92.1517 | 4913 Main Street | Duluth | MN | 55807 | St Louis | MRO | MISO | Midcontinent Independent Transmission System Operator, Inc.. | Other | Wood/Wood Waste Biomass | 2 | 3; 4 | 72.8 | 60 | 60 | RE | Commercial CHP | 115 | I | MP.HIBBAR3; MP.HIBBAR4 | [10 empty] | 1949
1898 | MISO | Pillager | 12647 | ALLETE, Inc. | 46.316 | -94.4849 | 13449 Pillager Dam Rd | Pillager | MN | 56473 | Cass | MRO | MISO | Midcontinent Independent Transmission System Operator, Inc.. | Other | Conventional Hydroelectric | 2 | 1; 2 | 1.6 | 1.7 | 1.7 | RE | Electric Utility | 34 | I | [11 empty] | 1917
1899 | MISO | Scanlon | 12647 | ALLETE, Inc. | 46.7091 | -92.4217 | Highway 45 | Scanlon | MN | 55720 | Carlton | MRO | MISO | Midcontinent Independent Transmission System Operator, Inc.. | Other | Conventional Hydroelectric | 4 | 1; 2; 3; 4 | 1.6 | 1.6 | 1.6 | RE | Electric Utility | 14 | I | [11 empty] | 1923
1900 | MISO | Sylvan | 12647 | ALLETE, Inc. | 46.305 | -94.3775 | 13753 Sylvan Dam Rd | Pillager | MN | 56473 | Cass | MRO | MISO | Midcontinent Independent Transmission System Operator, Inc.. | Other | Conventional Hydroelectric | 3 | 1; 2; 3 | 1.8 | 1.8 | 1.8 | RE | Electric Utility | 34 | I | MP.LASKIN1; MP.LASKIN2 | [10 empty] | 1913
1901 | MISO | Thomson | 12647 | ALLETE, Inc. | 46.655 | -92.3333 | 180 St Highway 10 | Carlton | MN | 55718 | Carlton | MRO | MISO | Midcontinent Independent Transmission System Operator, Inc.. | Other | Conventional Hydroelectric | 6 | 1; 2; 3; 4; 5; 6 | 72.6 | 76.2 | 76.2 | RE | Electric Utility | 115 | I | MP.THOMSON | [10 empty] | 1907
1902 | MISO | Winton | 12647 | ALLETE, Inc. | 47.9344 | -91.7639 | 13908 Power Dam Road | Winton | MN | 55796 | Lake | MRO | MISO | Midcontinent Independent Transmission System Operator, Inc.. | Other | Conventional Hydroelectric | 2 | 2; 3 | 4 | 4.1 | 4.1 | RE | Electric Utility | 46 | I | [11 empty] | 1923
1904 | MISO | Black Dog | 13781 | Northern States Power Co - Minnesota | 44.8108 | -93.2501 | 1400 Black Dog Road | Burnsville | MN | 55101 | Dakota | MRO | MISO | Midcontinent Independent Transmission System Operator, Inc.. | Natural Gas | Natural Gas Fired Combined Cycle; Natural Gas Fired Combustion Turbine | 3 | 2; 5; 6-1 | 562.8 | 491 | 523 | RE | Electric Utility | 115 | I | NSP BLK_DOG BLK_DO_2_UNIT; NSP BLK_DOG BLK_DO_5_UNIT; NSP.BLKDO6 | [10 empty] | 1954 | 2031
1911 | MISO | Hennepin Island | 13781 | Northern States Power Co - Minnesota | 44.9824 | -93.2542 | 206 Main St SE | Minneapolis | MN | 55401 | Hennepin | MRO | MISO | Midcontinent Independent Transmission System Operator, Inc.. | Other | Conventional Hydroelectric | 5 | 1; 2; 3; 4; 5 | 13.7 | 6.1 | 7.1 | RE | Electric Utility | 13.8 | I | NSP MAIN_ST MAIN_S_1 | [10 empty] | 1954
1912 | MISO | High Bridge | 13781 | Northern States Power Co - Minnesota | 44.9314 | -93.1117 | 155 Randolph Ave | St. Paul | MN | 55101 | Ramsey | MRO | MISO | Midcontinent Independent Transmission System Operator, Inc.. | Natural Gas | Natural Gas Fired Combined Cycle | 3 | 7; 8; 9 | 644 | 530 | 580 | RE | Electric Utility | 115 | I | NSP HIBRDGE HIBRDG_7_UNIT; NSP HIBRDGE HIBRDG_8_UNIT; NSP HIBRDGE HIBRD9_1_UNIT | [10 empty] | 2008
1913 | MISO | Inver Hills | 13781 | Northern States Power Co - Minnesota | 44.781 | -93.042 | 3185 117th St | Inver Grove Heights | MN | 55077 | Dakota | MRO | MISO | Midcontinent Independent Transmission System Operator, Inc.. | Mixed | Natural Gas Fired Combustion Turbine; Petroleum Liquids | 8 | 1; 2; 3; 4; 5; 6; 7; 8 | 284.4 | 275.6 | 360.6 | RE | Electric Utility | 115 | I | NSP INVRHLS INVRHL_1_UNIT; NSP INVRHLS INVRHL_2_UNIT; NSP INVRHLS INVRHL_3_UNIT; NSP INVRHLS INVRHL_4_UNIT; NSP INVRHLS INVRHL_5_UNIT; NSP INVRHLS INVRHL_6_UNIT | [10 empty] | 1972 | 2026
1915 | MISO | Allen S King | 13781 | Northern States Power Co - Minnesota | 45.03 | -92.7786 | 1103 King Plant Rd. | Oak Park Heights | MN | 55003 | Washington | MRO | MISO | Midcontinent Independent Transmission System Operator, Inc.. | Coal | Conventional Steam Coal | 1 | 1 | 598.4 | 511 | 511 | RE | Electric Utility | 345 | I | NSP KING KING_1_UNIT | [10 empty] | 1958 | 2028
1922 | MISO | Monticello Nuclear Facility | 13781 | Northern States Power Co - Minnesota | 45.3338 | -93.8493 | 2807 W. County Rd 75 | Monticello | MN | 55362 | Wright | MRO | MISO | Midcontinent Independent Transmission System Operator, Inc.. | Nuclear | Nuclear | 1 | 1 | 685 | 617 | 646 | RE | Electric Utility | 345 | I | NSP MNTCELO MNTCEL_1_UNIT | [10 empty] | 1971
1925 | MISO | Prairie Island | 13781 | Northern States Power Co - Minnesota | 44.622 | -92.6333 | 1717 Wakonade Dr. East | Welch | MN | 55066 | Goodhue | MRO | MISO | Midcontinent Independent Transmission System Operator, Inc.. | Nuclear | Nuclear | 2 | 1; 2 | 1186.2 | 1040 | 1092 | RE | Electric Utility | 345 | I | NSP PR_ISLD PR_ISL_1_UNIT; NSP PR_ISLD PR_ISL_2_UNIT | [10 empty] | 1974
1926 | MISO | Red Wing | 13781 | Northern States Power Co - Minnesota | 44.5692 | -92.5169 | 801 5th st. East | Red Wing | MN | 55901 | Goodhue | MRO | MISO | Midcontinent Independent Transmission System Operator, Inc.. | Other | Municipal Solid Waste | 2 | 1; 2 | 23 | 18 | 18 | RE | Electric Utility | 13.8 | I | NSP REDWING REDWIN_1_UNIT; NSP REDWING REDWIN_2_UNIT | [10 empty] | 1949 | 2027
1927 | MISO | Riverside (MN) | 13781 | Northern States Power Co - Minnesota | 45.0203 | -93.2753 | 3100 Marshall St. NE | Minneapolis | MN | 55401 | Hennepin | MRO | MISO | Midcontinent Independent Transmission System Operator, Inc.. | Natural Gas | Natural Gas Fired Combined Cycle | 3 | 10; 9; ST7 | 585.9 | 454 | 500 | RE | Electric Utility | 115 | I | NSP RIVRSID RIVRS_10_UN; NSP RIVRSID RIVRSI_9_UN; NSP RIVRSID RIVRSI_7_UN1 | [10 empty] | 1987
1929 | MISO | St James | 17876 | City of St James - (MN) | 43.9882 | -94.6156 | 1305 Weston Ave N | St James | MN | 56081 | Watonwan | MRO | MISO | Midcontinent Independent Transmission System Operator, Inc.. | Petroleum | Petroleum Liquids | 6 | 1; 2; 3; 4; 5; 6 | 12 | 12 | 12 | RE | Electric Utility | 12.47 | M | NSP.MRES.STJM | [10 empty] | 2002
1934 | MISO | Wilmarth | 13781 | Northern States Power Co - Minnesota | 44.1967 | -94.0009 | 800 Summit Ave | Mankato | MN | 56001 | Blue Earth | MRO | MISO | Midcontinent Independent Transmission System Operator, Inc.. | Other | Municipal Solid Waste | 2 | 1; 2 | 25 | 18 | 18 | RE | Electric Utility | 69 | I | NSP WILMART WILMAR_1_UNIT; NSP WILMART WILMAR_2_UNIT | [10 empty] | 1948 | 2027
1943 | MISO | Hoot Lake | 14232 | Otter Tail Power Co | 46.2906 | -96.0433 | 1012 Water Plant Road | Fergus Falls | MN | 56537 | Otter Tail | MRO | MISO | Midcontinent Independent Transmission System Operator, Inc.. | Other | Conventional Hydroelectric | 1 | H1 | 1 | 0.8 | 0.8 | RE | Electric Utility | 115 | I | [11 empty] | 1914
1956 | SPP | Adrian | 150 | Adrian Public Utilities Comm | 43.6371 | -95.9328 | 20 Main Avenue | Adrian | MN | 56110 | Nobles | MRO | SWPP | Southwest Power Pool | Petroleum | Petroleum Liquids | 1 | 5 | 2 | 2 | 2 | RE | Electric Utility | 4.16 | M | ALTW.MRES | [10 empty] | 2005
1958 | MISO | Alexandria | 295 | City of Alexandria - (MN) | 45.8892 | -95.3797 | PO Box 609 | Alexandria | MN | 56308 | Douglas | MRO | MISO | Midcontinent Independent Transmission System Operator, Inc.. | Petroleum | Petroleum Liquids | 3 | IC1; IC2; IC3 | 9.2 | 8.2 | 8.2 | RE | Electric Utility | 13.2 | M | OTP.MRES | [10 empty] | 1948
1964 | MISO | Benson City of | 1573 | City of Benson - (MN) | 45.3144 | -95.6028 | 1410 Kansas Ave | Benson | MN | 56215 | Swift | MRO | MISO | Midcontinent Independent Transmission System Operator, Inc.. | Petroleum | Petroleum Liquids | 5 | 10; 11; 7; 8; 9 | 9 | 9 | 9 | RE | Electric Utility | 13.8 | M | OTP.MRES | [10 empty] | 2002
1966 | MISO | Blooming Prairie | 1871 | City of Blooming Prairie - (MN) | 43.866 | -93.0504 | 146 3rd Ave SE | Blooming Prairie | MN | 55917 | Steele | MRO | MISO | Midcontinent Independent Transmission System Operator, Inc.. | Petroleum | Petroleum Liquids | 5 | 4; 5; 6; 7; 8 | 8.6 | 8.3 | 8.3 | RE | Electric Utility | 69 | M | [11 empty] | 1974
1967 | MISO | Blue Earth | 1883 | Blue Earth Light & Water | 43.6375 | -94.1017 | 125 East Sixth Street | Blue Earth | MN | 56013 | Faribault | MRO | MISO | Midcontinent Independent Transmission System Operator, Inc.. | Petroleum | Petroleum Liquids | 7 | IC1; IC3; IC4; IC5; IC6; IC7; IC8 | 11 | 11 | 11 | RE | Electric Utility | 161 | M | [11 empty] | 1960
1969 | MISO | Delano | 5015 | Delano Municipal Utilities | 45.0414 | -93.7905 | 11 W Bridge Avenue PO Box 65 | Delano | MN | 55328 | Wright | MRO | MISO | Midcontinent Independent Transmission System Operator, Inc.. | Petroleum | Petroleum Liquids | 9 | 10; 11; 2; 3; 5; 6; 7; 8; 9 | 27 | 25.5 | 26.5 | RE | Electric Utility | 69 | M | [11 empty] | 1946
1970 | MISO | Detroit Lakes | 5111 | City of Detroit Lakes - (MN) | 46.8175 | -95.8433 | P O Box 647 | Detroit Lakes | MN | 56501 | Becker | MRO | MISO | Midcontinent Independent Transmission System Operator, Inc.. | Petroleum | Petroleum Liquids | 1 | 1 | 12.5 | 9.6 | 9.6 | RE | Electric Utility | 12.47 | M | OTP.MRES | [10 empty] | 1968
1972 | MISO | Fairfax | 6138 | City of Fairfax - (MN) | 44.5259 | -94.7188 | 206 1st St SE | Fairfax | MN | 55332 | Renville | MRO | MISO | Midcontinent Independent Transmission System Operator, Inc.. | Petroleum | Petroleum Liquids | 1 | 2A | 2 | 1.9 | 1.9 | RE | Electric Utility | 4.16 | M | [11 empty] | 2001
1973 | MISO | Fairmont (MN) | 40580 | Southern Minnesota Mun P Agny | 43.6579 | -94.4647 | 7th & Lincoln Street | Fairmont | MN | 56031 | Martin | MRO | MISO | Midcontinent Independent Transmission System Operator, Inc.. | Mixed | Natural Gas Internal Combustion Engine; Petroleum Liquids | 6 | 10; 11; 12; 6; 7; 9 | 39 | 38 | 38 | RE | Electric Utility | 12.47 | P | ALTW.FAIR_SIG; ALTW.FAIR_DSL | [10 empty] | 1975
1975 | MISO | Glencoe | 7292 | Glencoe Light & Power Comm | 44.7709 | -94.1582 | 305 11th Street E | Glencoe | MN | 55336 | McLeod | MRO | MISO | Midcontinent Independent Transmission System Operator, Inc.. | Petroleum | Petroleum Liquids | 8 | 10; 11; 12; 14; 5; 7; 8; 9 | 39.5 | 35.7 | 35.7 | RE | Electric Utility | 115 | M | [11 empty] | 1957
1976 | MISO | Grand Marais | 7487 | City of Grand Marais - (MN) | 47.7503 | -90.3572 | 55 Lupin Lane | Grand Marais | MN | 55604 | Cook | MRO | MISO | Midcontinent Independent Transmission System Operator, Inc.. | Petroleum | Petroleum Liquids | 3 | 7; 8; 9 | 6.7 | 6.1 | 6.1 | RE | Electric Utility | 69 | M | [11 empty] | 2004
1977 | MISO | Granite Falls | 7494 | City of Granite Falls - (MN) | 44.8117 | -95.5345 | 101 Oak Street | Granite Falls | MN | 56241 | Chippewa | MRO | MISO | Midcontinent Independent Transmission System Operator, Inc.. | Other | Conventional Hydroelectric | 3 | 1; 2; HC3 | 1.3 | 1.1 | 1.1 | RE | Electric Utility | 69 | M | [11 empty] | 1932
1979 | MISO | Hibbing | 8543 | Hibbing Public Utilities Comm | 47.4294 | -92.935 | 1832 Sixth Avenue East | Hibbing | MN | 55746 | St Louis | MRO | MISO | Midcontinent Independent Transmission System Operator, Inc.. | Natural Gas | Natural Gas Steam Turbine | 3 | 3; 5; 6 | 35.9 | 32.1 | 37.6 | RE | Electric Utility | 22.9 | M | MISO | [10 empty] | 1965
1980 | MISO | Hutchinson Plant #1 | 9130 | Hutchinson Utilities Comm | 44.8957 | -94.3684 | 44 4th Ave. NE | Hutchinson | MN | 55350 | McLeod | MRO | MISO | Midcontinent Independent Transmission System Operator, Inc.. | Natural Gas | Natural Gas Internal Combustion Engine | 3 | 10; 11; 12 | 28.4 | 28.9 | 28.9 | RE | Electric Utility | 13.8 | M | GRE.HUC | [10 empty] | 2013
1982 | MISO | Janesville | 9650 | City of Janesville - (MN) | 44.1172 | -93.7073 | 219 N. Main | Janesville | MN | 56048 | Waseca | MRO | MISO | Midcontinent Independent Transmission System Operator, Inc.. | Petroleum | Petroleum Liquids | 4 | 1; 2; 3; 4 | 4.9 | 4.3 | 4.6 | RE | Electric Utility | 23 | M | [11 empty] | 1955
1983 | MISO | Kenyon Municipal | 10179 | Kenyon Municipal Utilities | 44.2718 | -92.9848 | 709 2nd Street | Kenyon | MN | 55946 | Goodhue | MRO | MISO | Midcontinent Independent Transmission System Operator, Inc.. | Petroleum | Petroleum Liquids | 3 | 5; 6; 7 | 5.4 | 5.4 | 5.4 | RE | Electric Utility | 69 | M | [11 empty] | 1997
1985 | MISO | Lake Crystal | 10596 | City of Lake Crystal - (MN) | 44.1069 | -94.2197 | 111 W. Humphrey St. | Lake Crystal | MN | 56055 | Blue Earth | MRO | MISO | Midcontinent Independent Transmission System Operator, Inc.. | Petroleum | Petroleum Liquids | 4 | 1; 3; 4; 5 | 5.8 | 5.8 | 5.8 | RE | Electric Utility | 69 | M | [11 empty] | 1952
1987 | MISO | Lanesboro | 10685 | Lanesboro Public Utility Comm | 43.72 | -91.9777 | 202 Parkway Ave S | Lanesboro | MN | 55949 | Fillmore | MRO | MISO | Midcontinent Independent Transmission System Operator, Inc.. | Mixed | Conventional Hydroelectric; Petroleum Liquids | 2 | 2; 4 | 2.6 | 2.3 | 2.3 | RE | Electric Utility | 4.16 | M | [11 empty] | 1923
1989 | MISO | Litchfield | 11064 | Litchfield Public Utilities | 45.1282 | -94.5352 | 421 West 3rd Street | Litchfield | MN | 55355 | Meeker | MRO | MISO | Midcontinent Independent Transmission System Operator, Inc.. | Petroleum | Petroleum Liquids | 9 | 5; 6; QS 1; QS 2; QS 3; QS 4; QS 5; QS6; QS7 | 21.9 | 21.9 | 21.9 | RE | Electric Utility | 69 | M | [11 empty] | 1963
1990 | SPP | Luverne | 11332 | City of Luverne - (MN) | 43.6544 | -96.2019 | 203 E Main | Luverne | MN | 56156 | Rock | MRO | SWPP | Southwest Power Pool | Petroleum | Petroleum Liquids | 3 | 4C; 5A; 5B | 9.7 | 9.7 | 9.7 | RE | Electric Utility | 24.9 | M | [11 empty] | 1967
1993 | MISO | Marshall (MN) | 11731 | City of Marshall - (MN) | 44.4466 | -95.7921 | 113 S. 4th St. | Marshall | MN | 56258 | Lyon | MRO | MISO | Midcontinent Independent Transmission System Operator, Inc.. | Petroleum | Petroleum Liquids | 1 | 6 | 18 | 13.9 | 18.9 | RE | Electric Utility | 13.8 | M | NSP.MRES.MMU | [10 empty] | 1969
1994 | MISO | Melrose | 12286 | Melrose Public Utilities | 45.675 | -94.8153 | 21 West Main St. | Melrose | MN | 56352 | Stearns | MRO | MISO | Midcontinent Independent Transmission System Operator, Inc.. | Petroleum | Petroleum Liquids | 4 | 1; 2; 3; 4 | 8.2 | 8.1 | 8.1 | RE | Electric Utility | 12.47 | M | NSP.MRES.MLRS | [10 empty] | 1945
1996 | MISO | Moose Lake | 12897 | Moose Lake Water & Light Comm | 46.4541 | -92.7606 | 401 Douglas Ave. | Moose Lake | MN | 55767 | Carlton | MRO | MISO | Midcontinent Independent Transmission System Operator, Inc.. | Mixed | Petroleum Liquids; Natural Gas Internal Combustion Engine | 5 | 1; 5; 6; 7; 8NG | 10.2 | 10.2 | 10.2 | RE | Electric Utility | 69 | M | [11 empty] | 1973
1997 | MISO | Mora | 12900 | City of Mora - (MN) | 45.8771 | -93.2951 | 16 North Lake Street | Mora | MN | 55051 | Kanabec | MRO | MISO | Midcontinent Independent Transmission System Operator, Inc.. | Mixed | Natural Gas Internal Combustion Engine; Petroleum Liquids | 3 | 2; 5; 6 | 13.8 | 13.2 | 13.2 | RE | Electric Utility | 13 | M | [11 empty] | 1957
1998 | MISO | Mountain Lake | 13048 | City of Mountain Lake - (MN) | 43.9405 | -94.9434 | 925 2nd Ave. | Mountain Lake | MN | 56159 | Cottonwood | MRO | MISO | Midcontinent Independent Transmission System Operator, Inc.. | Mixed | Natural Gas Internal Combustion Engine; Petroleum Liquids; Onshore Wind Turbine | 5 | 2; 5; 6; 7; 8 | 7.2 | 6.9 | 7.2 | RE | Electric Utility | 69 | M |  | 1 | Suzlon | 246 | [7 empty] | 1954
1999 | MISO | New Prague | 13480 | New Prague Utilities Comm | 44.5431 | -93.5731 | 118 Central Ave N | New Prague | MN | 56071 | Le Sueur | MRO | MISO | Midcontinent Independent Transmission System Operator, Inc.. | Natural Gas | Natural Gas Internal Combustion Engine | 5 | 2; 3; 4; 5; 6 | 16.9 | 16.8 | 16.8 | RE | Electric Utility | 12.47 | M | NSP.NEW_PNEW_ | [10 empty] | 1944
2001 | MISO | New Ulm | 13488 | New Ulm Public Utilities Comm | 44.3159 | -94.4581 | 310 First North St. | New Ulm | MN | 56073 | Brown | MRO | MISO | Midcontinent Independent Transmission System Operator, Inc.. | Mixed | Natural Gas Steam Turbine; Petroleum Liquids | 5 | 3; 4; 5; 6; 7 | 78.5 | 70.6 | 72.6 | RE | Electric Utility | 69 | M | [11 empty] | 1957
2002 | MISO | North Branch (MN) | 13681 | North Branch Water & Light Comm | 45.5106 | -92.979 | 6388 Maple Street | North Branch | MN | 55056 | Chisago | MRO | MISO | Midcontinent Independent Transmission System Operator, Inc.. | Petroleum | Petroleum Liquids | 5 | 3; 4; 5; 6; 7 | 11 | 10 | 10 | RE | Electric Utility | 12.47 | M | GRE.NBRNCG_QS | [10 empty] | 2003
2003 | MISO | Owatonna | 14246 | City of Owatonna - (MN) | 44.0833 | -93.23 | 208 S. Walnut Ave | Owatonna | MN | 55060 | Steele | MRO | MISO | Midcontinent Independent Transmission System Operator, Inc.. | Natural Gas | Natural Gas Fired Combustion Turbine | 1 | 7 | 19 | 16.6 | 16.6 | RE | Electric Utility | 12.47 | M | SMP.OWANASM7 | [10 empty] | 1982
2004 | MISO | Preston (MN) | 15348 | Preston Public Utilities Comm | 43.6661 | -92.0831 | 600 Ridge Road South | Preston | MN | 55965 | Fillmore | MRO | MISO | Midcontinent Independent Transmission System Operator, Inc.. | Mixed | Petroleum Liquids; Natural Gas Internal Combustion Engine | 3 | 4; 5; 6 | 3.7 | 4.1 | 4.1 | RE | Electric Utility | 69 | M | [11 empty] | 1949
2005 | MISO | Princeton (MN) | 15387 | Princeton Public Utils Comm | 45.5695 | -93.5872 | 907 First Street | Princeton | MN | 55371 | Mille Lacs | MRO | MISO | Midcontinent Independent Transmission System Operator, Inc.. | Petroleum | Petroleum Liquids | 5 | 3; 4; 5; 6; 7 | 12.3 | 12.8 | 12.8 | RE | Electric Utility | 12.47 | M | GRE.PRINC1; GEE.PRINC2 | [10 empty] | 1953
2007 | MISO | Rochester Hydro | 16181 | Rochester Public Utilities | 44.213 | -92.4802 | xxx 406 Ave | Mazeppa | MN | 55956 | Wabasha | MRO | MISO | Midcontinent Independent Transmission System Operator, Inc.. | Other | Conventional Hydroelectric | 2 | 1; 2 | 2.6 | 2.6 | 2.6 | RE | Electric Utility | 34.5 | M | [11 empty] | 1984
2009 | MISO | Redwood Falls | 15793 | Redwood Falls Public Util Comm | 44.5431 | -95.1178 | 101 East Bridge Street | Redwood Falls | MN | 56283 | Redwood | MRO | MISO | Midcontinent Independent Transmission System Operator, Inc.. | Mixed | Petroleum Liquids; Natural Gas Internal Combustion Engine; Conventional Hydroelectric | 3 | 6; 7; 8 | 8.5 | 8.6 | 8.6 | RE | Electric Utility | 13.8 | M | [11 empty] | 1970
2011 | MISO | Sleepy Eye | 17320 | Sleepy Eye Public Utility Comm | 44.2981 | -94.7252 | 130 2nd Ave NW | Sleepy Eye | MN | 56085 | Brown | MRO | MISO | Midcontinent Independent Transmission System Operator, Inc.. | Petroleum | Petroleum Liquids | 6 | 1A; 5; 6; 7; IC4; NEW | 11.4 | 11.2 | 11.2 | RE | Electric Utility | 69 | M | NSP.CMMPA.SE | [10 empty] | 1995
2012 | MISO | Springfield (MN) | 17836 | Springfield Public Utils Comm - (MN) | 44.2395 | -94.9763 | 14 North Marshall Ave. | Springfield | MN | 56087 | Brown | MRO | MISO | Midcontinent Independent Transmission System Operator, Inc.. | Petroleum | Petroleum Liquids | 5 | 5; 6; 7; 8; 9 | 9 | 9 | 9 | RE | Electric Utility | 69 | M | [11 empty] | 1994
2013 | MISO | Spring Valley | 17824 | Spring Valley Pub Utils Comm | 43.6873 | -92.3894 | 104 S Section Avenue | Spring Valley | MN | 55975 | Fillmore | MRO | MISO | Midcontinent Independent Transmission System Operator, Inc.. | Petroleum | Petroleum Liquids | 4 | 2; 3; 4; 5 | 7.1 | 7.1 | 7.1 | RE | Electric Utility | 4.16 | M | ALTW.SPRVAUN1 | [10 empty] | 1952
2014 | MISO | Thief River Falls | 18820 | City of Thief River Falls | 48.1143 | -96.1792 | Zeh & LaBree Ave. S. | Thief River Falls | MN | 56701 | Pennington | MRO | MISO | Midcontinent Independent Transmission System Operator, Inc.. | Mixed | Conventional Hydroelectric; Petroleum Liquids | 6 | HY1; HY2; IC1; IC2; IC3A; IC4 | 6.5 | 5.8 | 5.8 | RE | Electric Utility | 12.47 | M | [11 empty] | 1927
2015 | MISO | Truman | 63000 | City of Truman | 43.8284 | -94.4369 | 118 N 3rd Ave E | Truman | MN | 56088 | Martin | MRO | MISO | Midcontinent Independent Transmission System Operator, Inc.. | Petroleum | Petroleum Liquids | 3 | 3; 6; 7 | 6.2 | 6 | 6 | RE | Electric Utility | 12.5 | M | [11 empty] | 1975
2020 | MISO | Wells IC | 29295 | City of Wells - (MN) | 43.7445 | -93.7241 | 101 lst St. SE | Wells | MN | 56097 | Faribault | MRO | MISO | Midcontinent Independent Transmission System Operator, Inc.. | Mixed | Natural Gas Internal Combustion Engine; Petroleum Liquids | 5 | 1; 2; 4; 5; 6 | 9 | 8.8 | 8.8 | RE | Electric Utility | 4.16 | M | [11 empty] | 1953
2021 | MISO | Westbrook | 20430 | City of Westbrook | 44.0399 | -95.4429 | PO Box 308 | Westbrook | MN | 56183 | Cottonwood | MRO | MISO | Midcontinent Independent Transmission System Operator, Inc.. | Petroleum | Petroleum Liquids | 1 | 5 | 2.3 | 2 | 2 | RE | Electric Utility | 4.16 | M | ALTW.MRES | [10 empty] | 2003
2022 | MISO | Willmar | 20737 | Willmar Municipal Utilities | 45.1217 | -95.0532 | 710 Benson Avenue Southwest | Willmar | MN | 56201 | Kandiyohi | MRO | MISO | Midcontinent Independent Transmission System Operator, Inc.. | Wind | Onshore Wind Turbine | 2 | WTG3; WTG4 | 4 | 4 | 4 | RE | Electric Utility | 12.47 | M |  | 2 | DeWind | 262.4 | [7 empty] | 2009
2023 | MISO | Windom | 20806 | City of Windom | 43.8681 | -95.1144 | 1105 1st Ave. | Windom | MN | 56101 | Cottonwood | MRO | MISO | Midcontinent Independent Transmission System Operator, Inc.. | Petroleum | Petroleum Liquids | 5 | CAT2; CAT3; CAT4; CAT5; CAT6 | 11.6 | 10.7 | 11 | RE | Electric Utility | 13.8 | M | [11 empty] | 2001
2024 | MISO | Worthington | 21013 | City of Worthington - (MN) | 43.6335 | -95.6092 | 399 Stower Dr | Worthington | MN | 56187 | Nobles | MRO | MISO | Midcontinent Independent Transmission System Operator, Inc.. | Mixed | Petroleum Liquids; Onshore Wind Turbine | 13 | 1; 10; 11; 12; 13; 2; 3; 4; 5; 6; 7; 8; 9 | 19.6 | 19.6 | 19.6 | RE | Electric Utility | 12.47 | M |  | 6 | NEG-Micon | 240 | [7 empty] | 2002
2038 | MISO | Cambridge CT Hybrid | 7570 | Great River Energy | 45.601 | -93.2081 | Highway 65 | Cambridge | MN | 55008 | Isanti | MRO | MISO | Midcontinent Independent Transmission System Operator, Inc.. | Mixed | Petroleum Liquids; Natural Gas Fired Combustion Turbine | 2 | GT1; GT2 | 194.3 | 173.7 | 198.5 | RE | Electric Utility | 69 | C | GRE.CAMBRCAMB; GRE.CAMBRCAMB2 | [10 empty] | 1978
2039 | MISO | Elk River | 7570 | Great River Energy | 45.2968 | -93.5584 | 17845 East Highway 10 | Elk River | MN | 55330 | Sherburne | MRO | MISO | Midcontinent Independent Transmission System Operator, Inc.. | Natural Gas | Natural Gas Fired Combustion Turbine | 1 | CT | 191.3 | 179.4 | 200 | RE | Electric Utility | 230 | C | GRE.ELKRI4 | [10 empty] | 2009
2042 | MISO | Maple Lake | 7570 | Great River Energy | 45.2291 | -94.0097 | 800 2nd Street West | Maple Lake | MN | 55358 | Wright | MRO | MISO | Midcontinent Independent Transmission System Operator, Inc.. | Petroleum | Petroleum Liquids | 1 | 5A | 25 | 21.1 | 28.5 | RE | Electric Utility | 69 | C | GRE.MAPLEMAPL | [10 empty] | 1978
2059 | MISO | L L Wilkins | 3702 | Clarksdale Public Utilities | 34.1845 | -90.5627 | 240 Hicks Street | Clarksdale | MS | 38614 | Coahoma | SERC | MISO | Midcontinent Independent Transmission System Operator, Inc.. | Natural Gas | Natural Gas Fired Combined Cycle | 4 | 6; 7; 8; 9 | 55.2 | 49.5 | 52.3 | RE | Electric Utility | 115 | M | [11 empty] | 1961
2067 | MISO | Yazoo | 21095 | Public Serv Comm of Yazoo City | 32.8458 | -90.4211 | 501 Bridge St. | Yazoo City | MS | 39194 | Yazoo | SERC | MISO | Midcontinent Independent Transmission System Operator, Inc.. | Natural Gas | Natural Gas Fired Combined Cycle | 3 | 2; 3; GT1 | 34.1 | 33.3 | 35.3 | RE | Electric Utility | 115 | M | [11 empty] | 1945
2068 | MISO | Benndale | 17568 | Cooperative Energy | 30.8889 | -88.8054 | 133 Clark-Mizelle Road | Benndale | MS | 39452 | George | SERC | MISO | Midcontinent Independent Transmission System Operator, Inc.. | Natural Gas | Natural Gas Internal Combustion Engine | 2 | BENU1; BENU2 | 28.4 | 22.6 | 22.6 | RE | Electric Utility | 69 | C | SME.BENN_R_U1; SME.BENN_R_U2 | [10 empty] | 2020
2070 | MISO | Moselle | 17568 | Cooperative Energy | 31.528 | -89.3004 | 308 Moselle-Seminary Road | Moselle | MS | 39459 | Jones | SERC | MISO | Midcontinent Independent Transmission System Operator, Inc.. | Natural Gas | Natural Gas Fired Combined Cycle; Natural Gas Steam Turbine; Natural Gas Fired Combustion Turbine | 7 | 1; 2; 3; 4; 5; GTG1; GTG2 | 510.5 | 477 | 510.5 | RE | Electric Utility | 69 | C | SME.MOS_STG_1; SME.MOS_STG_2; SME.MOS_3; SME.MOS_4; SME.MOS_5; SME.MOS_CTG_1; SME.MOS_CTG_2 | [10 empty] | 1970
2079 | SPP | Hawthorn | 10000 | Evergy Metro | 39.1306 | -94.4778 | 8700 Hawthorne Road | Kansas City | MO | 64120 | Jackson | MRO | SWPP | Southwest Power Pool | Mixed | Conventional Steam Coal; Natural Gas Fired Combined Cycle; Natural Gas Fired Combustion Turbine | 5 | 5; 6; 7; 8; 9 | 1046.2 | 954.9 | 744.2 | RE | Electric Utility | 161 | I | KCPLHAWTHORNUNHAW5; KCPLHAWTHORN6; KCPLLEVEEUNHAW7; KCPLLEVEEUNHAW8 | [10 empty] | 1969
2081 | SPP | Northeast (MO) | 10000 | Evergy Metro | 39.1228 | -94.5606 | 920 N. Olive | Kansas City | MO | 64120 | Jackson | MRO | SWPP | Southwest Power Pool | Petroleum | Petroleum Liquids | 9 | 11; 12; 13; 14; 15; 16; 17; 18; 19 | 540 | 396.1 | 503.7 | RE | Electric Utility | 161 | I | KCPLNRTHEASTUNNE11; KCPLNRTHEASTUNNE12; KCPLNRTHEASTUNNE13; KCPLNRTHEASTUNNE14; KCPLNRTHEASTUNNE15; KCPLNRTHEASTUNNE16; KCPLNRTHEASTUNNE17; KCPLNRTHEASTUNNE18 | [10 empty] | 1972
2082 | MISO | Fairgrounds | 19436 | Union Electric Co - (MO) | 38.5935 | -92.2206 | 2625 Industrial Drive | Jefferson City | MO | 65101 | Cole | SERC | MISO | Midcontinent Independent Transmission System Operator, Inc.. | Petroleum | Petroleum Liquids | 1 | 1 | 68.3 | 55 | 69 | RE | Electric Utility | 69 | I | AMMOFGRDCTG1 | [10 empty] | 1974
2090 | SPP | Nevada | 12698 | Evergy Missouri West | 37.8503 | -94.3444 | RR1 | Nevada | MO | 64772 | Vernon | MRO | SWPP | Southwest Power Pool | Petroleum | Petroleum Liquids | 1 | 1 | 21.6 | 16 | 20.1 | RE | Electric Utility | 69 | I | MPSNEVADAUN1 | [10 empty] | 1974
2092 | SPP | Ralph Green | 12698 | Evergy Missouri West | 38.7876 | -94.2777 | 101 Front St | Pleasant Hill | MO | 64080 | Cass | MRO | SWPP | Southwest Power Pool | Natural Gas | Natural Gas Fired Combustion Turbine | 1 | 3 | 88.9 | 65.8 | 85.8 | RE | Electric Utility | 69 | I | MPSRGREENUN3 | [10 empty] | 1981
2098 | SPP | Lake Road (MO) | 12698 | Evergy Missouri West | 39.7246 | -94.8773 | 1413 Lower Lake Rd | St Joseph | MO | 64504 | Buchanan | MRO | SWPP | Southwest Power Pool | Mixed | Natural Gas Steam Turbine; Natural Gas Fired Combustion Turbine; Petroleum Liquids | 7 | 1; 2; 3; 4; 5; 6; 7 | 278.4 | 249.29 | 255.19 | RE | Electric Utility | 161 | I | MPSLAKE-RDUN1; MPSLAKE-RDUN2; MPSLAKE-RDUN3; MPSLAKE-RDUN4; MPSLAKE-RDUN5; MPSLAKE-RDUN6; MPSLAKE-RDUN7 | [10 empty] | 1950 | 2030
2103 | MISO | Labadie | 19436 | Union Electric Co - (MO) | 38.5622 | -90.8377 | 226 Labadie Power Plant Road | Labadie | MO | 63055 | Franklin | SERC | MISO | Midcontinent Independent Transmission System Operator, Inc.. | Coal | Conventional Steam Coal | 4 | 1; 2; 3; 4 | 2389.4 | 2372 | 2464 | RE | Electric Utility | 345 | I | AMMO.LABADIE1; AMMO.LABADIE2; AMMO.LABADIE3; AMMO.LABADIE4 | [10 empty] | 1970
2106 | MISO | Osage Dam | 19436 | Union Electric Co - (MO) | 38.2044 | -92.6239 | 617 River Road | Eldon | MO | 65026 | Miller | SERC | MISO | Midcontinent Independent Transmission System Operator, Inc.. | Other | Conventional Hydroelectric | 8 | 1; 2; 3; 4; 5; 6; 7; 8 | 208 | 234 | 234 | RE | Electric Utility | 138 | I | AMMO.OSAGE1; AMMO.OSAGE2; AMMO.OSAGE3; AMMO.OSAGE4; AMMO.OSAGE5; AMMO.OSAGE6; AMMO.OSAGE7; AMMO.OSAGE8 | [10 empty] | 1931
2107 | MISO | Sioux | 19436 | Union Electric Co - (MO) | 38.9155 | -90.2902 | 8501 N. State Route 94 | West Alton | MO | 63386 | St Charles | SERC | MISO | Midcontinent Independent Transmission System Operator, Inc.. | Coal | Conventional Steam Coal | 2 | 1; 2 | 1099.4 | 974 | 994 | RE | Electric Utility | 138 | I | AMMO.SIOUX1; AMMO.SIOUX2 | [10 empty] | 1967 | 2028
2108 | MISO | Taum Sauk | 19436 | Union Electric Co - (MO) | 37.5208 | -90.8347 | Lesterville | Lesterville | MO | 63620 | Reynolds | SERC | MISO | Midcontinent Independent Transmission System Operator, Inc.. | Other | Hydroelectric Pumped Storage | 2 | 1; 2 | 408 | 440 | 440 | RE | Electric Utility | 138 | I | AMMO.TS1; AMMO.TS2 | [10 empty] | 1963
2115 | SPP | Butler Municipal Power Plant | 2647 | City of Butler - (MO) | 38.2644 | -94.3444 | 704 W. Mill St. | Butler | MO | 64730 | Bates | SERC | SWPP | Southwest Power Pool | Petroleum | Petroleum Liquids | 6 | 5; IC6; NG1; NG2; SG1; SG2 | 10.9 | 9.3 | 9.3 | RE | Electric Utility | 12.47 | M | [11 empty] | 1959
2120 | SPP | Carrollton | 3082 | Carrollton Board of Public Wks | 39.3515 | -93.5016 | Waterworks Rd & Bolen St | Carrollton | MO | 64633 | Carroll | SERC | SWPP | Southwest Power Pool | Mixed | Natural Gas Internal Combustion Engine; Petroleum Liquids | 6 | 10; 11; 3; 7; 8; 9 | 20.6 | 19.5 | 19.5 | RE | Electric Utility | 34.5 | M | [11 empty] | 1947
2121 | SPP | Carthage | 3113 | City of Carthage - (MO) | 37.1766 | -94.2994 | 300 S River | Carthage | MO | 64836 | Jasper | MRO | SWPP | Southwest Power Pool | Petroleum | Petroleum Liquids | 9 | 10; 11; 12; 13; 14; 6; 7; 8; 9 | 41.8 | 35.7 | 35.7 | RE | Electric Utility | 14 | M | [11 empty] | 1946
2122 | SPP | Chillicothe | 3486 | Chillicothe Municipal Utils | 39.7834 | -93.5641 | 1611 Waterworks RD | Chillicothe | MO | 64601 | Livingston | SERC | SWPP | Southwest Power Pool | Mixed | Petroleum Liquids; Natural Gas Fired Combustion Turbine | 7 | D1; D2; D3; D4; D5; GT1; GT2 | 90 | 90 | 94 | RE | Electric Utility | 69 | M | [11 empty] | 1986
2123 | MISO | Columbia (MO) | 4045 | City of Columbia - (MO) | 38.9646 | -92.3168 | 1501 Business Loop 70 E | Columbia | MO | 65205 | Boone | SERC | MISO | Midcontinent Independent Transmission System Operator, Inc.. | Mixed | Natural Gas Fired Combustion Turbine; Natural Gas Steam Turbine; Petroleum Liquids; Landfill Gas | 12 | 6; 8; DAN1; LF1; LF2; LF3; SF1; SF2; SH1; SH2; WTP1; WTP2 | 61.1 | 61.1 | 61.1 | RE | Electric Utility | 82.8 | M | CWLD.CWLD | [10 empty] | 1963
2131 | SPP | Higginsville | 8567 | City of Higginsville - (MO) | 39.0733 | -93.7147 | 108 E 22nd St | Higginsville | MO | 64037 | Lafayette | SERC | SWPP | Southwest Power Pool | Mixed | Petroleum Liquids; Natural Gas Fired Combustion Turbine | 6 | 1; 2; 3; 4; 5; 6 | 51.6 | 47.2 | 50.6 | RE | Electric Utility | 12.47 | M | [11 empty] | 1945
2134 | SPP | Jackson Square | 9231 | City of Independence - (MO) | 39.0946 | -94.4115 | 14102 E. Truman Rd. | Independence | MO | 64050 | Jackson | MRO | SWPP | Southwest Power Pool | Petroleum | Petroleum Liquids | 2 | 1; 2 | 36 | 30 | 30 | RE | Electric Utility | 13.8 | M | INDNSUB_J_1; INDNSUB_J_2 | [10 empty] | 1969
2135 | SPP | Station H | 9231 | City of Independence - (MO) | 39.1067 | -94.3804 | 101 S. 291 Hwy. | Independence | MO | 64056 | Jackson | MRO | SWPP | Southwest Power Pool | Natural Gas | Natural Gas Fired Combustion Turbine | 2 | 1; 2 | 43 | 39 | 39 | RE | Electric Utility | 13.8 | M | INDNSUB_H_5; INDNSUB_H_6 | [10 empty] | 1972
2136 | SPP | Station I | 9231 | City of Independence - (MO) | 39.056 | -94.393 | 3480 S. Kiger | Independence | MO | 64055 | Jackson | MRO | SWPP | Southwest Power Pool | Petroleum | Petroleum Liquids | 2 | 1; 2 | 38 | 38 | 38 | RE | Electric Utility | 13.8 | M | INDNSUB_I_3; INDNSUB_I_4 | [10 empty] | 1972
2137 | MISO | Jackson (MO) | 9603 | City of Jackson - (MO) | 37.3847 | -89.6606 | 420 Florence St | Jackson | MO | 63755 | Cape Girardeau | SERC | MISO | Midcontinent Independent Transmission System Operator, Inc.. | Petroleum | Petroleum Liquids | 10 | 10; 11; 12; 3; 4; 5; 6; 7; 8; 9 | 26.3 | 25.3 | 26.2 | RE | Electric Utility | 34.5 | M | [11 empty] | 1936
2138 | MISO | Kahoka | 9973 | City of Kahoka | 40.4225 | -91.7206 | 255 N Washington | Kahoka | MO | 63445 | Clark | SERC | MISO | Midcontinent Independent Transmission System Operator, Inc.. | Mixed | Petroleum Liquids; Natural Gas Internal Combustion Engine | 8 | 10; 11; 12; 3; 6; 7; 8; 9 | 7.4 | 7.1 | 7.4 | RE | Electric Utility | 34.5 | M | [11 empty] | 1941
2139 | SPP | Kennett | 10152 | City of Kennett - (MO) | 36.2338 | -90.0521 | 401 S. Anthony | Kennett | MO | 63857 | Dunklin | SERC | SWPP | Southwest Power Pool | Mixed | Petroleum Liquids; Natural Gas Internal Combustion Engine | 5 | 10; 11; 12; 13; 9 | 31.4 | 28.2 | 28.2 | RE | Electric Utility | 69 | M | SPP/KENN | [10 empty] | 1965
2140 | SPP | La Plata | 10538 | City of La Plata - (MO) | 40.0244 | -92.4896 | 200 E. Bartlett | La Plata | MO | 63549 | Macon | SERC | SWPP | Southwest Power Pool | Petroleum | Petroleum Liquids | 2 | 1; 2 | 3.6 | 3.4 | 3.4 | RE | Electric Utility | 69 | M | [11 empty] | 2013
2142 | SPP | Malden | 11540 | City of Malden - (MO) | 36.5531 | -89.9682 | 405 South Beckwith | Malden | MO | 63863 | Dunklin | MRO | SWPP | Southwest Power Pool | Petroleum | Petroleum Liquids | 7 | 2A; 3A; 4A; 5; 6; 7; 8 | 15.9 | 14.7 | 14.7 | RE | Electric Utility | 69 | M | [11 empty] | 1957
2144 | SPP | Marshall (MO) | 11732 | City of Marshall - (MO) | 39.1228 | -93.2064 | 765 West North | Marshall | MO | 65340 | Saline | SERC | SWPP | Southwest Power Pool | Mixed | Natural Gas Internal Combustion Engine; Petroleum Liquids; Natural Gas Fired Combustion Turbine | 6 | 10; 11; 7; 8; 9; GT1 | 30.8 | 29.3 | 32.3 | RE | Electric Utility | 161 | M | MO.KC.MARS6.MP | [10 empty] | 1972
2161 | SPP | James River Power Station | 17833 | City Utilities of Springfield - (MO) | 37.1086 | -93.2619 | 5701 S. Kissick | Springfield | MO | 65804 | Greene | MRO | SWPP | Southwest Power Pool | Natural Gas | Natural Gas Fired Combustion Turbine | 2 | GT1; GT2 | 197.5 | 155 | 155 | RE | Electric Utility | 69 | M | SPRM_JRCT1; SPRM_JRCT2 | [10 empty] | 1989
2176 | MISO | Glendive GT | 12199 | Montana-Dakota Utilities Co | 47.0539 | -104.74 | 2001 North Merrill Ave. | Glendive | MT | 59330 | Dawson | MRO | MISO | Midcontinent Independent Transmission System Operator, Inc.. | Natural Gas | Natural Gas Fired Combustion Turbine | 2 | GT-2; GT1 | 83.7 | 74.9 | 84.1 | RE | Electric Utility | 115 | I | MDU.GLENDC1; MDU.GLENDC2 | [10 empty] | 1979
2177 | MISO | Miles City GT | 12199 | Montana-Dakota Utilities Co | 46.4112 | -105.7953 | Southeast on Leighton Blvd | Miles City | MT | 59301 | Custer | MRO | MISO | Midcontinent Independent Transmission System Operator, Inc.. | Natural Gas | Natural Gas Fired Combustion Turbine | 1 | 1 | 23.3 | 23.6 | 27.5 | RE | Electric Utility | 57 | I | MDU.MCTURB1 | [10 empty] | 1972
2181 | WECC | Black Eagle | 13902 | NorthWestern Energy (MT Hydro) | 47.5213 | -111.2614 | 336 Rainbow Dam Road | Great Falls | MT | 59404 | Cascade | WECC | NWMT | NorthWestern Energy (NWMT) | Other | Conventional Hydroelectric | 3 | BLA1; BLA2; BLA3 | 26.7 | 26.7 | 26.7 | RE | Electric Utility | 100 | I | [11 empty] | 1927
2182 | WECC | Cochrane | 13902 | NorthWestern Energy (MT Hydro) | 47.5375 | -111.195 | 336 Rainbow Dam Road | Great Falls | MT | 59404 | Cascade | WECC | NWMT | NorthWestern Energy (NWMT) | Other | Conventional Hydroelectric | 2 | COC1; COC2 | 60.4 | 63 | 63 | RE | Electric Utility | 100 | I | [11 empty] | 1958
2185 | WECC | Hauser | 13902 | NorthWestern Energy (MT Hydro) | 46.7659 | -111.8873 | 7150 Hauser Dam Road | Helena | MT | 59602 | Lewis and Clark | WECC | NWMT | NorthWestern Energy (NWMT) | Other | Conventional Hydroelectric | 5 | HAU11; HAU3; HAU6; HAU7; HAU8 | 16.3 | 16.3 | 16.3 | RE | Electric Utility | 69 | I | [11 empty] | 1911 | 2028
2186 | WECC | Holter | 13902 | NorthWestern Energy (MT Hydro) | 46.9915 | -112.0047 | 1390 Holter Dam Road | Wolf Creek | MT | 59648 | Cascade | WECC | NWMT | NorthWestern Energy (NWMT) | Other | Conventional Hydroelectric | 4 | HOL1; HOL2; HOL3; HOL4 | 54.6 | 58.18 | 58.18 | RE | Electric Utility | 100 | I | [11 empty] | 1918
2188 | WECC | Selis Ksanka Qlispe | 60973 | Energy Keepers Inc | 47.6777 | -114.2339 | 7000 Kerr Dam Road | Polson | MT | 59860 | Lake | WECC | NWMT | NorthWestern Energy (NWMT) | Other | Conventional Hydroelectric | 3 | KER1; KER2; KER3 | 227.8 | 227.8 | 227.8 | RE | Electric Utility | 161 | Q | [11 empty] | 1938
2191 | WECC | Morony | 13902 | NorthWestern Energy (MT Hydro) | 47.5817 | -111.0609 | 336 Rainbow Dam Road | Great Falls | MT | 59404 | Cascade | WECC | NWMT | NorthWestern Energy (NWMT) | Other | Conventional Hydroelectric | 2 | MOR1; MOR2 | 63 | 49 | 49 | RE | Electric Utility | 100 | I | [11 empty] | 1930
2192 | WECC | Mystic | 13902 | NorthWestern Energy (MT Hydro) | 45.2257 | -109.7625 | 2065 W. Rosebud Road | Fishtail | MT | 59028 | Stillwater | WECC | NWMT | NorthWestern Energy (NWMT) | Other | Conventional Hydroelectric | 2 | MYS1; MYS2 | 12 | 12 | 12 | RE | Electric Utility | 50 | I | [11 empty] | 1925
2193 | WECC | Rainbow (MT) | 13902 | NorthWestern Energy (MT Hydro) | 47.5344 | -111.2045 | 336 Rainbow Dam Road | Great Falls | MT | 59404 | Cascade | WECC | NWMT | NorthWestern Energy (NWMT) | Other | Conventional Hydroelectric | 1 | RAI9 | 59 | 64 | 64 | RE | Electric Utility | 100 | I | [11 empty] | 2013
2194 | WECC | Ryan | 13902 | NorthWestern Energy (MT Hydro) | 47.5699 | -111.1225 | 336 Rainbow Dam Road | Great Falls | MT | 59404 | Cascade | WECC | NWMT | NorthWestern Energy (NWMT) | Other | Conventional Hydroelectric | 6 | RYA1; RYA2; RYA3; RYA4; RYA5; RYA6 | 55.2 | 71.5 | 71.5 | RE | Electric Utility | 100 | I | [11 empty] | 1915
2195 | WECC | Thompson Falls | 13902 | NorthWestern Energy (MT Hydro) | 47.5932 | -115.3582 | 1610 Maiden Lane | Thompson Falls | MT | 59873 | Sanders | WECC | NWMT | NorthWestern Energy (NWMT) | Other | Conventional Hydroelectric | 7 | TF1; TF2; TF3; TF4; TF5; TF6; TF7 | 98.1 | 93.5 | 94 | RE | Electric Utility | 115 | I | [11 empty] | 1915
2196 | WECC | Old Faithful | 56815 | NorthWestern Energy (MT wind/thermal) | 44.4533 | -110.8347 | Old Faithful | Yellowstone | WY | 82190 | Teton | WECC | NWMT | NorthWestern Energy (NWMT) | Petroleum | Petroleum Liquids | 2 | 1; 2 | 2 | 2 | 2 | RE | Electric Utility | 50 | I | [11 empty] | 1979
2199 | WECC | Noxon Rapids | 20169 | Avista Corp | 47.9605 | -115.7336 | 84 Avista Power Road | Noxon | MT | 59853 | Sanders | WECC | AVA | Avista Corporation | Other | Conventional Hydroelectric | 5 | 1; 2; 3; 4; 5 | 487.8 | 580.7 | 622.5 | RE | Electric Utility | 230 | I | [11 empty] | 1959
2203 | WECC | Hungry Horse | 2518 | U S Bureau of Reclamation | 48.3415 | -114.0144 |  | Columbia Falls | MT | 59919 | Flathead | WECC | BPAT | Bonneville Power Administration | Other | Conventional Hydroelectric | 4 | 1; 2; 3; 4 | 428 | 428 | 428 | RE | Electric Utility | 230 | F | [11 empty] | 1952
2204 | WECC | Yellowtail | 2518 | U S Bureau of Reclamation | 45.3074 | -107.9575 |  | Hardin | MT | 59034 | Big Horn | WECC | WAUW | Western Area Power Administration UGP West | Other | Conventional Hydroelectric | 4 | 1; 2; 3; 4 | 278.2 | 287.5 | 287.5 | RE | Electric Utility | 230 | F | [11 empty] | 1966
2214 | SPP | Ansley | 695 | City of Ansley - (NE) | 41.2892 | -99.3863 | 909 Division Street | Ansley | NE | 68814 | Custer | MRO | SWPP | Southwest Power Pool | Natural Gas | Natural Gas Internal Combustion Engine | 2 | 2; 3 | 1.5 | 1.3 | 1.3 | RE | Electric Utility | 2.4 | M | [11 empty] | 1969
2215 | SPP | Auburn | 993 | Auburn Board of Public Works | 40.3883 | -95.8464 | 1517 16th Street | Auburn | NE | 68305 | Nemaha | MRO | SWPP | Southwest Power Pool | Petroleum | Petroleum Liquids | 6 | 1; 2; 4A; 5; 6; 7 | 18.7 | 17.5 | 18.7 | RE | Electric Utility | 69 | M | [11 empty] | 1949
2217 | SPP | Beaver City | 1435 | City of Beaver City - (NE) | 40.1303 | -99.8278 | PO Box 185 | Beaver City | NE | 68926 | Furnas | MRO | SWPP | Southwest Power Pool | Mixed | Petroleum Liquids; Natural Gas Internal Combustion Engine | 4 | 1; 2; 3; 4 | 2 | 1.7 | 1.8 | RE | Electric Utility | 4.1 | M | [11 empty] | 1947
2221 | SPP | Broken Bow | 2277 | City of Broken Bow - (NE) | 41.4031 | -99.6392 | 145 South 8th Ave | Broken Bow | NE | 68822 | Custer | MRO | SWPP | Southwest Power Pool | Mixed | Petroleum Liquids; Natural Gas Internal Combustion Engine | 6 | 1; 2; 3; 4; 5; 6 | 8.7 | 8.4 | 8.4 | RE | Electric Utility | 69 | M | [11 empty] | 1936
2222 | SPP | Burwell | 2609 | City of Burwell - (NE) | 41.7803 | -99.1361 | 834 H St | Burwell | NE | 68823 | Garfield | MRO | SWPP | Southwest Power Pool | Petroleum | Petroleum Liquids | 4 | 1; 2; 3; 4 | 3.9 | 3.9 | 3.9 | RE | Electric Utility | 34.5 | M | [11 empty] | 1955
2223 | SPP | Cambridge | 2888 | City of Cambridge - (NE) | 40.2862 | -100.1768 | 421 Nasby Street | Cambridge | NE | 69022 | Furnas | MRO | SWPP | Southwest Power Pool | Petroleum | Petroleum Liquids | 2 | CAT1; CAT2 | 4 | 4 | 4 | RE | Electric Utility | 69 | M | [11 empty] | 2005
2225 | SPP | Campbell Village | 2931 | Village of Campbell - (NE) | 40.2992 | -98.7331 | South Railway Street | Campbell | NE | 68932 | Franklin | MRO | SWPP | Southwest Power Pool | Petroleum | Petroleum Liquids | 1 | IC4 | 1 | 1 | 1 | RE | Electric Utility | 2.4 | M | [11 empty] | 1983
2226 | SPP | Canaday | 13337 | Nebraska Public Power District | 40.6942 | -99.7011 | 74965 Rd 435 | Lexington | NE | 68850 | Gosper | MRO | SWPP | Southwest Power Pool | Natural Gas | Natural Gas Steam Turbine | 1 | 1 | 108.8 | 99.3 | 99.3 | RE | Electric Utility | 115 | P | NPPD_CANADAY | [10 empty] | 1958
2227 | SPP | Jeffrey | 3271 | Central Nebraska Pub P&I Dist | 40.9594 | -100.3979 | 19420 S. Brady-Moorefield Road | Brady | NE | 69123 | Lincoln | MRO | SWPP | Southwest Power Pool | Other | Conventional Hydroelectric | 2 | 1; 2 | 21.6 | 21 | 21 | RE | Electric Utility | 115 | P | NPPDJEFFREYUN1; NPPDJEFFREYUN2 | [10 empty] | 1941
2228 | SPP | Johnson 1 | 3271 | Central Nebraska Pub P&I Dist | 40.6936 | -99.8178 | 42874 Johnson Lake Drive 29 | Elwood | NE | 68937 | Gosper | MRO | SWPP | Southwest Power Pool | Other | Conventional Hydroelectric | 2 | 1; 2 | 21.6 | 20 | 20 | RE | Electric Utility | 115 | P | NPPDJOHNSON1UN1; NPPDJOHNSON1UN2 | [10 empty] | 1941
2229 | SPP | Johnson 2 | 3271 | Central Nebraska Pub P&I Dist | 40.6839 | -99.7447 | 43282 Road 749 | Lexington | NE | 68850 | Gosper | MRO | SWPP | Southwest Power Pool | Other | Conventional Hydroelectric | 1 | 1 | 22.5 | 22.5 | 22.5 | RE | Electric Utility | 115 | P | NPPDJOHNSON2UN1 | [10 empty] | 1941
2230 | SPP | Chappell | 3373 | City of Chappell - (NE) | 41.0926 | -102.4715 | 757 Second St | Chappell | NE | 69129 | Deuel | MRO | SWPP | Southwest Power Pool | Petroleum | Petroleum Liquids | 1 | 5 | 1.1 | 1 | 1 | RE | Electric Utility | 2.4 | M | [11 empty] | 1982
2231 | SPP | Crete | 4527 | City of Crete | 40.6253 | -96.9601 | 243 East 13th Street | Crete | NE | 68333 | Saline | MRO | SWPP | Southwest Power Pool | Natural Gas | Natural Gas Internal Combustion Engine | 1 | 7 | 6 | 6 | 6.1 | RE | Electric Utility | 14 | M | [11 empty] | 1973
2232 | SPP | Curtis | 4661 | City of Curtis - (NE) | 40.6315 | -100.5152 | 310 Center Avenue | Curtis | NE | 69025 | Frontier | MRO | SWPP | Southwest Power Pool | Natural Gas | Natural Gas Internal Combustion Engine | 3 | 2; 3; 4 | 3.4 | 3 | 3 | RE | Electric Utility | 12.5 | M | [11 empty] | 1955
2233 | SPP | David City | 4836 | City of David City | 41.2547 | -97.1192 | 402 5th St | David City | NE | 68632 | Butler | MRO | SWPP | Southwest Power Pool | Mixed | Natural Gas Internal Combustion Engine; Petroleum Liquids | 7 | 1; 2; 3; 4; 5; 6; 7 | 10.6 | 8.7 | 8.7 | RE | Electric Utility | 34.5 | M | [11 empty] | 1949
2234 | SPP | Deshler | 5097 | City of Deshler - (NE) | 40.1408 | -97.7239 | 305 E Bryson | Deshler | NE | 68340 | Thayer | MRO | SWPP | Southwest Power Pool | Petroleum | Petroleum Liquids | 2 | 4; 5 | 1.7 | 1.7 | 1.7 | RE | Electric Utility | 34.5 | M | [11 empty] | 1956
2235 | SPP | Emerson | 5850 | City of Emerson - (NE) | 42.276 | -96.7292 | 300 West Front Street | Emerson | NE | 68733 | Dixon | MRO | SWPP | Southwest Power Pool | Mixed | Natural Gas Internal Combustion Engine; Petroleum Liquids | 3 | 2; 3; 4 | 1.6 | 1.6 | 1.6 | RE | Electric Utility | 24 | M | [11 empty] | 1947
2237 | SPP | Falls City | 6175 | City of Falls City - (NE) | 40.055 | -95.6083 | South Crook Street | Falls City | NE | 68355 | Richardson | MRO | SWPP | Southwest Power Pool | Mixed | Petroleum Liquids; Natural Gas Internal Combustion Engine | 9 | 1; 2; 3; 4; 5; 6; 7; 8; 9 | 31.3 | 29.2 | 29.2 | RE | Electric Utility | 69 | M | MEAN_FCU_OPPD; MEAN FCU OPPD | [10 empty] | 1930
2238 | SPP | Franklin (NE) | 6723 | City of Franklin - (NE) | 40.0892 | -98.9508 | 619 15th Ave | Franklin | NE | 68939 | Franklin | MRO | SWPP | Southwest Power Pool | Natural Gas | Natural Gas Internal Combustion Engine | 4 | 1; 2; 3; 4 | 3.9 | 3.9 | 3.9 | RE | Electric Utility | 2.4 | M | [11 empty] | 1955
2240 | SPP | Lon Wright | 6779 | City of Fremont - (NE) | 41.4281 | -96.4623 | 2701 East 1st Street | Fremont | NE | 68025 | Dodge | MRO | SWPP | Southwest Power Pool | Mixed | Natural Gas Fired Combustion Turbine; Conventional Steam Coal; Solar Photovoltaic | 6 | 5OT; 6; 7; 8; SLR1; SLR2 | 172.3 | 158.8 | 160.8 | RE | Electric Utility | 69 | M | FREM_50T; FREM_6; FREM_7; FREM_8 |  |  |  | 2.7 | Y | [5 empty] | 1957
2241 | SPP | C W Burdick | 40606 | City of Grand Island - (NE) | 40.9228 | -98.3269 | 805 E Bischeld | Grand Island | NE | 68801 | Hall | MRO | SWPP | Southwest Power Pool | Natural Gas | Natural Gas Fired Combustion Turbine | 3 | GT1; GT2; GT3 | 142.8 | 81.6 | 104.8 | RE | Electric Utility | 115 | M | NPPDGI_SUBHGRIS_GT1_RA; NPPDGI_SUBHGRIS_GT2_RA; NPPDGI_SUBHGRIS_GT3_RA | [10 empty] | 1968
2243 | SPP | Don Henry | 8245 | City of Hastings - (NE) | 40.5832 | -98.4201 | 100 N. Marian Rd. | Hastings | NE | 68902 | Adams | MRO | SWPP | Southwest Power Pool | Natural Gas | Natural Gas Fired Combustion Turbine | 1 | 1 | 22 | 18 | 18 | RE | Electric Utility | 115 | M | [11 empty] | 1972
2244 | SPP | North Denver | 8245 | City of Hastings - (NE) | 40.5988 | -98.3886 | 1228 N. Denver | Hastings | NE | 68902 | Adams | MRO | SWPP | Southwest Power Pool | Natural Gas | Natural Gas Steam Turbine | 2 | 4; 5 | 39 | 39 | 39 | RE | Electric Utility | 115 | M | [11 empty] | 1957
2249 | SPP | Laurel | 10760 | City of Laurel - (NE) | 42.4305 | -97.0908 | 101 W. 2nd St. | Laurel | NE | 68745 | Cedar | MRO | SWPP | Southwest Power Pool | Natural Gas | Natural Gas Internal Combustion Engine | 3 | 1; 2; 7 | 3.5 | 2.9 | 3.2 | RE | Electric Utility | 2.4 | M | [11 empty] | 1970
2250 | SPP | J Street | 11018 | Lincoln Electric System | 40.8079 | -96.7107 | 725 J Street | Lincoln | NE | 68508 | Lancaster | MRO | SWPP | Southwest Power Pool | Natural Gas | Natural Gas Fired Combustion Turbine | 1 | 1 | 27 | 30.1 | 31.7 | RE | Electric Utility | 34.5 | M | LES2_NUNJ_STREET_RA | [10 empty] | 1972
2253 | SPP | Lyons | 11372 | City of Lyons - (NE) | 41.9374 | -96.4668 | 355 Main St | Lyons | NE | 68038 | Burt | MRO | SWPP | Southwest Power Pool | Petroleum | Petroleum Liquids | 3 | 2; 3; 4A | 2.5 | 1.1 | 1.1 | RE | Electric Utility | 34.5 | M | [11 empty] | 1953
2255 | SPP | Nebraska City # 1 | 13334 | City of Nebraska City | 40.6806 | -95.8475 | 404 N 1st St | Nebraska City | NE | 68410 | Otoe | MRO | SWPP | Southwest Power Pool | Mixed | Natural Gas Internal Combustion Engine; Petroleum Liquids | 7 | 10; 2; 3; 4; 5; 8; 9 | 26.1 | 22.6 | 22.6 | RE | Electric Utility | 69 | M | [11 empty] | 1953
2256 | SPP | Syracuse # 2 | 13334 | City of Nebraska City | 40.6756 | -96.1778 | 204 North 30th Rd | Syracuse | NE | 68446 | Otoe | MRO | SWPP | Southwest Power Pool | Natural Gas | Natural Gas Internal Combustion Engine | 2 | 6; 7 | 4 | 3.2 | 3.2 | RE | Electric Utility | 69 | M | [11 empty] | 1969
2260 | SPP | Columbus | 11251 | Loup River Public Power Dist | 41.4639 | -97.3283 | 4757 3rd Ave | Columbus | NE | 68601 | Platte | MRO | SWPP | Southwest Power Pool | Other | Conventional Hydroelectric | 3 | 1; 2; 3 | 45.6 | 45 | 45 | RE | Electric Utility | 115 | P | NPPD_COLUMBS_1; NPPD_COLUMBS_2; NPPD_COLUMBS_3 | [10 empty] | 1936
2265 | SPP | Hallam | 13337 | Nebraska Public Power District | 40.5587 | -96.7862 | 4500 West Pella Rd | Hallam | NE | 68368 | Lancaster | MRO | SWPP | Southwest Power Pool | Petroleum | Petroleum Liquids | 1 | 1 | 56.7 | 42.9 | 42.9 | RE | Electric Utility | 115 | P | NPPD_HALLAM | [10 empty] | 1973
2266 | SPP | Hebron | 13337 | Nebraska Public Power District | 40.1879 | -97.5779 | Highway 81 | Hebron | NE | 68370 | Thayer | MRO | SWPP | Southwest Power Pool | Petroleum | Petroleum Liquids | 1 | 1 | 56.7 | 42 | 42 | RE | Electric Utility | 115 | P | NPPD_HEBRON | [10 empty] | 1973
2268 | SPP | Kearney | 13337 | Nebraska Public Power District | 40.7035 | -99.1008 | 1502 E 27th St | Kearney | NE | 68847 | Buffalo | MRO | SWPP | Southwest Power Pool | Other | Conventional Hydroelectric | 1 | 1 | 1.5 | 1 | 1 | RE | Electric Utility | 12.5 | P | [11 empty] | 1921
2271 | SPP | McCook | 13337 | Nebraska Public Power District | 40.2214 | -100.6508 | 1901 North Hwy 83 | McCook | NE | 69001 | Red Willow | MRO | SWPP | Southwest Power Pool | Petroleum | Petroleum Liquids | 1 | 1 | 56.7 | 40.9 | 40.9 | RE | Electric Utility | 115 | P | NPPD_MCCOOK | [10 empty] | 1973
2273 | SPP | Monroe (NE) | 11251 | Loup River Public Power Dist | 41.4872 | -97.6078 | 37718 253rd St | Monroe | NE | 68647 | Platte | MRO | SWPP | Southwest Power Pool | Other | Conventional Hydroelectric | 3 | 1; 2; 3 | 8.4 | 2 | 1 | RE | Electric Utility | 34.5 | P | [11 empty] | 1936
2274 | SPP | North Platte | 13337 | Nebraska Public Power District | 41.0864 | -100.7594 | 402 E State Farm Rd | North Platte | NE | 69101 | Lincoln | MRO | SWPP | Southwest Power Pool | Other | Conventional Hydroelectric | 2 | 1; 2 | 26.2 | 24 | 24 | RE | Electric Utility | 115 | P | NPPD_NPLATTE_1; NPPD_NPLATTE_2 | [10 empty] | 1935
2277 | SPP | Sheldon | 13337 | Nebraska Public Power District | 40.5589 | -96.7847 | 4500 West Pella Rd | Hallam | NE | 68368 | Lancaster | MRO | SWPP | Southwest Power Pool | Coal | Conventional Steam Coal | 2 | 1; 2 | 228.7 | 216 | 216 | RE | Electric Utility | 115 | P | NPPD_SHLD_1; NPPD_SHLD_2 | [10 empty] | 1961
2290 | SPP | Jones Street | 14127 | Omaha Public Power District | 41.2515 | -95.9227 | 505 Marcy Street | Omaha | NE | 68108 | Douglas | MRO | SWPP | Southwest Power Pool | Petroleum | Petroleum Liquids | 2 | 1; 2 | 130 | 123.5 | 129.8 | RE | Electric Utility | 69 | P | JONES_STREET_1; JONES_STREET 2 | [10 empty] | 1973
2291 | SPP | North Omaha | 14127 | Omaha Public Power District | 41.3291 | -95.9447 | 7475 Pershing Drive | Omaha | NE | 68112 | Douglas | MRO | SWPP | Southwest Power Pool | Mixed | Natural Gas Steam Turbine; Conventional Steam Coal | 5 | 1; 2; 3; 4; 5 | 644.7 | 563.9 | 389.6 | RE | Electric Utility | 161 | P | NORTH_OMAHA_1; NORTH_OMAHA_2; NORTH OMAHA 3; NORTH_OMAHA_4; NORTH_OMAHA_5 | [10 empty] | 1954 | 2026
2292 | SPP | Sarpy County | 14127 | Omaha Public Power District | 41.1706 | -95.9706 | 8906 S. 35th Street | Bellevue | NE | 68147 | Sarpy | MRO | SWPP | Southwest Power Pool | Mixed | Natural Gas Fired Combustion Turbine; Petroleum Liquids | 6 | 1; 2; 3; 4; 5; BSD | 338.4 | 315.9 | 369.9 | RE | Electric Utility | 161 | P | SARPY_1; SARPY_2; SARPY_3; SARPY_4; SARPY_5 | [10 empty] | 1972
2294 | SPP | Ord | 14172 | City of Ord - (NE) | 41.6042 | -98.9261 | 201 S. 17th St | Ord | NE | 68862 | Valley | MRO | SWPP | Southwest Power Pool | Petroleum | Petroleum Liquids | 5 | 1; 2; 3; 4A; 5A | 12 | 10.8 | 10.8 | RE | Electric Utility | 34.5 | M | [11 empty] | 1963
2295 | SPP | Oxford (NE) | 14277 | Village of Oxford - (NE) | 40.2581 | -99.6108 | 315 Odell | Oxford | NE | 68967 | Furnas | MRO | SWPP | Southwest Power Pool | Natural Gas | Natural Gas Internal Combustion Engine | 4 | 2; 3; 4; 5 | 3.4 | 3 | 3.4 | RE | Electric Utility | 69 | M | [11 empty] | 1953
2296 | SPP | Pender | 14656 | City of Pender - (NE) | 42.1147 | -96.7054 | 416 Main Street | Pender | NE | 68047 | Thurston | MRO | SWPP | Southwest Power Pool | Petroleum | Petroleum Liquids | 4 | 1; 2; 3; 4 | 4.9 | 4.5 | 4.5 | RE | Electric Utility | 12.47 | M | [11 empty] | 1953
2299 | SPP | Red Cloud | 15773 | City of Red Cloud - (NE) | 40.098 | -98.519 | 540 N Webster | Red Cloud | NE | 68970 | Webster | MRO | SWPP | Southwest Power Pool | Petroleum | Petroleum Liquids | 4 | 2; 3; 4; 5 | 5.7 | 5.2 | 5.2 | RE | Electric Utility | 13.8 | M | [11 empty] | 1953
2300 | SPP | Sargent | 16667 | City of Sargent - (NE) | 41.6416 | -99.3698 | 107 N 2nd St | Sargent | NE | 68874 | Custer | MRO | SWPP | Southwest Power Pool | Petroleum | Petroleum Liquids | 3 | 1; 3; 4 | 2.4 | 2.4 | 2.4 | RE | Electric Utility | 115 | M | [11 empty] | 1954
2302 | SPP | Sidney (NE) | 17149 | City of Sidney - (NE) | 41.1456 | -102.9778 | 801 11th Avenue | Sidney | NE | 69162 | Cheyenne | MRO | SWPP | Southwest Power Pool | Mixed | Natural Gas Internal Combustion Engine; Petroleum Liquids | 3 | 1; 3; 5 | 5.1 | 4.1 | 4.2 | RE | Electric Utility | 115 | M | [11 empty] | 1931
2303 | SPP | Spalding | 17727 | Village of Spalding - (NE) | 41.6814 | -98.3676 | 3/4m. s. of Village of Spaldin | Spalding | NE | 68665 | Greeley | MRO | SWPP | Southwest Power Pool | Mixed | Conventional Hydroelectric; Petroleum Liquids | 5 | 1; 2; 4; 5; 6 | 2.1 | 2.1 | 2.1 | RE | Electric Utility | 4.2 | M | [11 empty] | 1919
2305 | SPP | Stuart (NE) | 18230 | City of Stuart - (NE) | 42.5994 | -99.1437 | 111 W 2nd Street | Stuart | NE | 68780 | Holt | MRO | SWPP | Southwest Power Pool | Mixed | Natural Gas Internal Combustion Engine; Petroleum Liquids | 2 | 1; 4 | 1.5 | 1.5 | 1.5 | RE | Electric Utility | 2.4 | M | [11 empty] | 1952
2308 | SPP | Tecumseh | 18525 | City of Tecumseh | 40.3664 | -96.19 | 609 Clay Street | Tecumseh | NE | 68450 | Johnson | MRO | SWPP | Southwest Power Pool | Mixed | Petroleum Liquids; Natural Gas Internal Combustion Engine | 5 | 1; 2; 3; 4; 5A | 7 | 6.6 | 6.6 | RE | Electric Utility | 69 | M | [11 empty] | 1948
2310 | SPP | Wahoo | 19968 | City of Wahoo - (NE) | 41.2118 | -96.6115 | 700 East 7th St. | Wahoo | NE | 68066 | Saunders | MRO | SWPP | Southwest Power Pool | Mixed | Natural Gas Internal Combustion Engine; Petroleum Liquids | 6 | 1; 2; 3; 4; 5; 6 | 14.2 | 13.6 | 13.6 | RE | Electric Utility | 34.5 | M | [11 empty] | 1936
2311 | SPP | Wakefield | 19980 | City of Wakefield - (NE) | 42.2691 | -96.8621 | 303 Oak Street | Wakefield | NE | 68784 | Dixon | MRO | SWPP | Southwest Power Pool | Petroleum | Petroleum Liquids | 4 | 2; 5; 6; IC4 | 4.1 | 3.2 | 3.2 | RE | Electric Utility | 69 | M | [11 empty] | 1915
2312 | SPP | Wayne IC | 20219 | City of Wayne | 42.2278 | -97.0183 | 306 Pearl St. | Wayne | NE | 68787 | Wayne | MRO | SWPP | Southwest Power Pool | Petroleum | Petroleum Liquids | 8 | 1; 2; 3; 4; 5; 6; 7; 8 | 21.8 | 20.2 | 20.2 | RE | Electric Utility | 69 | M | [11 empty] | 1947
2313 | SPP | West Point Municipal | 20397 | City of West Point - (NE) | 41.8449 | -96.7134 | 605N Mill Street | West Point | NE | 68788 | Cuming | MRO | SWPP | Southwest Power Pool | Natural Gas | Natural Gas Internal Combustion Engine | 3 | 2; 3; 4 | 4.4 | 4.4 | 4.4 | RE | Electric Utility | 4.16 | M | SPP | [10 empty] | 1947
2315 | SPP | Wilber | 20632 | City of Wilber | 40.4797 | -96.9604 | 412 S. Main | Wilber | NE | 68465 | Saline | MRO | SWPP | Southwest Power Pool | Petroleum | Petroleum Liquids | 3 | 4; 5; 6 | 3.6 | 3.1 | 3.1 | RE | Electric Utility | 34.5 | M | [11 empty] | 1960
2316 | SPP | Wisner | 20880 | City of Wisner | 41.9881 | -96.916 | 1115 Ave. E. | Wisner | NE | 68791 | Cuming | MRO | SWPP | Southwest Power Pool | Petroleum | Petroleum Liquids | 3 | 3; 4; 5 | 3.8 | 3.8 | 3.8 | RE | Electric Utility | 4.16 | M | [11 empty] | 1969
2322 | WECC | Clark (NVE) | 13407 | Nevada Power Co | 36.0875 | -115.0507 | 5640 Stephanie Street | Las Vegas | NV | 89122 | Clark | WECC | NEVP | Nevada Power Company | Natural Gas | Natural Gas Fired Combined Cycle; Natural Gas Fired Combustion Turbine | 19 | 10; 11; 12; 13; 14; 15; 16; 17; 18; 19; 20; 21; 22; 9; GT4; GT5; GT6; GT7; GT8 | 1375.6 | 1141 | 1243 | RE | Electric Utility | 230 | I | [11 empty] | 1973
2324 | WECC | Reid Gardner | 13407 | Nevada Power Co | 36.6573 | -114.6333 | I-15, Exit 88 Hidden Valley Rd | Moapa | NV | 89025 | Clark | WECC | NEVP | Nevada Power Company | Battery | Batteries | 1 | RGES1 | 220 | 220 | 220 | RE | Electric Utility | 230 | I | [7 empty] | 220 | 220 | 220 | LIB | 2023
2330 | WECC | Fort Churchill | 17166 | Sierra Pacific Power Co | 39.1281 | -119.1322 | 1000 Sierra Way | Yerington | NV | 89447 | Lyon | WECC | NEVP | Nevada Power Company | Natural Gas | Natural Gas Steam Turbine | 2 | 1; 2 | 230 | 226 | 226 | RE | Electric Utility | 120 | I | [11 empty] | 1968 | 2028
2336 | WECC | Tracy | 17166 | Sierra Pacific Power Co | 39.5625 | -119.525 | 191 Wunotoo road | Sparks | NV | 89434 | Storey | WECC | NEVP | Nevada Power Company | Natural Gas | Natural Gas Fired Combined Cycle; Natural Gas Steam Turbine; Natural Gas Fired Combustion Turbine | 8 | 10; 3; 4; 5; 8; 9; GT3; GT4 | 1032.9 | 953.6 | 995 | RE | Electric Utility | 120 | I | [11 empty] | 1974
2390 | PJM | Sayreville | 63034 | Sayreville Power, LLC | 40.4765 | -74.3523 | River Road | Sayreville | NJ | 8872 | Middlesex | RFC | PJM | PJM Interconnection, LLC | Petroleum | Petroleum Liquids | 4 | GT1; GT2; GT3; GT4 | 212 | 216.9 | 280 | NR | IPP Non-CHP | 230 | Q | 50727; 50728; 50729; 50730 | [10 empty] | 1972
2393 | PJM | Gilbert | 63033 | Gilbert Power, LLC | 40.5658 | -75.1639 | 315 Riegelsville Rd., Rte. 627 | Milford | NJ | 8848 | Hunterdon | RFC | PJM | PJM Interconnection, LLC | Natural Gas | Natural Gas Fired Combined Cycle; Natural Gas Fired Combustion Turbine | 6 | 4; 5; 6; 7; 8; 9 | 512 | 455.2 | 495 | NR | IPP Non-CHP | 230 | Q | 50703; 50696; 50697; 50698; 50699; 50704 | [10 empty] | 1974
2398 | PJM | Bergen Generating Station | 65385 | Bergen Generating Station | 40.8375 | -74.0244 | Victoria Terrace | Ridgefield | NJ | 7657 | Bergen | RFC | PJM | PJM Interconnection, LLC | Natural Gas | Natural Gas Fired Combined Cycle | 8 | 1101; 1201; 1301; 1401; 1501; 2101; 2201; 2301 | 1400.8 | 1255 | 1255 | NR | IPP Non-CHP | 138 | Q | 50397; 50398; 50399; 50400; 50401; 5021666; 5021667; 5021665 | [10 empty] | 1959
2399 | PJM | PSEG Burlington Generating Station | 65386 | Burlington Generating Station | 40.0766 | -74.8792 | West Broad & Devlin Avenues | Burlington | NJ | 8016 | Burlington | RFC | PJM | PJM Interconnection, LLC | Natural Gas | Natural Gas Fired Combustion Turbine | 4 | 121; 122; 123; 124 | 242 | 168 | 168 | NR | IPP Non-CHP | 230 | Q | 93142; 93143; 93144; 93145 | [10 empty] | 2000
2404 | PJM | PSEG Kearny Generating Station | 65388 | Kearny Generating Station | 40.7373 | -74.0965 | Hackensack Avenue | Kearny | NJ | 7032 | Hudson | RFC | PJM | PJM Interconnection, LLC | Natural Gas | Natural Gas Fired Combustion Turbine | 10 | 131; 132; 133; 134; 141; 142; N121; N122; N123; N124 | 605 | 456.4 | 456.4 | NR | IPP Non-CHP | 230 | Q | 123901463; 123901465; 123901467; 1084390238; 123901459; 123901461; 50436; 50437; 50438; 50439 | [10 empty] | 2001
2406 | PJM | PSEG Linden Generating Station | 65389 | Linden Combined Cycle | 40.6217 | -74.2072 | Wood Avenue South | Linden | NJ | 7036 | Union | RFC | PJM | PJM Interconnection, LLC | Natural Gas | Natural Gas Fired Combined Cycle; Natural Gas Fired Combustion Turbine | 10 | 1001; 1101; 1201; 2001; 2101; 2201; 5; 6; 7; 8 | 1740 | 1636.2 | 1636.2 | NR | IPP Non-CHP | 230 | Q | 21601782; 21601783; 21601784; 21601787; 21601785; 21601786; 93140; 93141; 71856675; 718566677 | [10 empty] | 1995
2410 | PJM | PSEG Salem Generating Station | 15478 | PSEG Nuclear LLC | 39.4625 | -75.5358 | P O Box 236 End of Buttonwood | Hancocks Bridge | NJ | 8038 | Salem | RFC | PJM | PJM Interconnection, LLC | Mixed | Nuclear; Petroleum Liquids | 3 | 1; 2; 3 | 2381.8 | 2323.1 | 2323.1 | NR | IPP Non-CHP | 500 | Q | 50489; 50490; 50488 | [10 empty] | 1971
2411 | PJM | PSEG Sewaren Generating Station | 65391 | Sewaren Generating Station | 40.5558 | -74.2469 | 751 Cliff Road | Sewaren | NJ | 7077 | Middlesex | RFC | PJM | PJM Interconnection, LLC | Natural Gas | Natural Gas Fired Combined Cycle | 2 | 701; 702 | 609.5 | 538 | 538 | NR | IPP Non-CHP | 230 | Q | 1379266905; 1379266906 | [10 empty] | 2018
2434 | PJM | Howard Down | 19856 | City of Vineland - (NJ) | 39.4889 | -75.0347 | 211 N West Ave. | Vineland | NJ | 8360 | Cumberland | RFC | PJM | PJM Interconnection, LLC | Natural Gas | Natural Gas Fired Combustion Turbine | 1 | 11 | 68.2 | 55 | 60 | RE | Electric Utility | 69 | M | VINELAND 13.8KV CTYVINEL | [10 empty] | 2012
2442 | WECC | Four Corners | 803 | Arizona Public Service Co | 36.69 | -108.4814 | End of County Rd 6675 | Fruitland | NM | 87416 | San Juan | WECC | AZPS | Arizona Public Service Company | Coal | Conventional Steam Coal | 2 | 4; 5 | 1636.2 | 1540 | 1540 | RE | Electric Utility | 500 | I | [11 empty] | 1969 | 2031
2444 | WECC | Rio Grande | 5701 | El Paso Electric Co | 31.8047 | -106.5472 | 3501 Donaphan Street | SunLand Park | NM | 88063 | Dona Ana | WECC | EPE | El Paso Electric Company | Natural Gas | Natural Gas Steam Turbine; Natural Gas Fired Combustion Turbine | 4 | 6; 7; 8; 9 | 398.3 | 313 | 335 | RE | Electric Utility | 115 | I | [11 empty] | 1957 | 2026
2446 | SPP | Maddox | 17718 | Southwestern Public Service Co | 32.7142 | -103.3015 | 9m W. of Hobbs on Hwy 62-180 | Hobbs | NM | 88240 | Lea | MRO | SWPP | Southwest Power Pool | Natural Gas | Natural Gas Steam Turbine; Natural Gas Fired Combustion Turbine | 3 | 1; 2; 3 | 212 | 188 | 185 | RE | Electric Utility | 115 | I | SPS.MADDOX1; SPS.MADDOXCT2 | [10 empty] | 1963 | 2026
2450 | WECC | Reeves | 15473 | Public Service Co of NM | 35.171 | -106.6019 | 4400 Paseo del Norte NE | Albuquerque | NM | 87113 | Bernalillo | WECC | PNM | Public Service Company of New Mexico | Natural Gas | Natural Gas Steam Turbine | 3 | 1; 2; 3 | 154 | 146 | 146 | RE | Electric Utility | 115 | I | [11 empty] | 1960
2454 | SPP | Cunningham | 17718 | Southwestern Public Service Co | 32.7131 | -103.3533 | 13m W. of Hobbs on hwy 62-180 | Hobbs | NM | 88240 | Lea | MRO | SWPP | Southwest Power Pool | Natural Gas | Natural Gas Steam Turbine; Natural Gas Fired Combustion Turbine | 3 | 2; 3; 4 | 444.2 | 390 | 376 | RE | Electric Utility | 230 | I | SPS.CUNNGHAM2; SPS.CUNNGHAM3; SPS.CUNNGHAM4 | [10 empty] | 1965 | 2027
2475 | WECC | Algodones | 15473 | Public Service Co of NM | 35.3844 | -106.4642 | Algodones | Algodones | NM | 87001 | Sandoval | WECC | PNM | Public Service Company of New Mexico | Natural Gas | Natural Gas Steam Turbine | 3 | 1; 2; 3 | 45 | 45 | 45 | RE | Electric Utility | 345 | I | [11 empty] | 1954
2756 | PJM | Gaston | 19876 | Virginia Electric & Power Co | 36.4991 | -77.8115 | 2369 Jack Brown Road | Roanoke Rapids | NC | 27870 | Halifax | SERC | PJM | PJM Interconnection, LLC | Other | Conventional Hydroelectric | 4 | 1; 2; 3; 4 | 177.6 | 220 | 220 | RE | Electric Utility | 232 | I | [11 empty] | 1963
2758 | PJM | Roanoke Rapids | 19876 | Virginia Electric & Power Co | 36.4789 | -77.6722 | 100 Oakwood Avenue | Roanoke Rapids | NC | 27870 | Halifax | SERC | PJM | PJM Interconnection, LLC | Other | Conventional Hydroelectric | 4 | 1; 2; 3; 4 | 100 | 95 | 95 | RE | Electric Utility | 115 | I | [11 empty] | 1955
2783 | PJM | Buxton | 13683 | North Carolina El Member Corp | 35.2672 | -75.5347 | Lightplant Road | Buxton | NC | 27920 | Dare | SERC | PJM | PJM Interconnection, LLC | Petroleum | Petroleum Liquids | 5 | 1A; 2A; 3A; 4A; 5A | 15 | 15 | 15 | RE | Electric Utility | 34.5 | C | Buxton 34.5 KV GEN12; Buxton 34.5 KV GEN34; Buxton 34.5 KV GEN5 | [10 empty] | 1991
2790 | MISO | R M Heskett | 12199 | Montana-Dakota Utilities Co | 46.8669 | -100.8836 | 2025 38th St | Mandan | ND | 58554 | Morton | MRO | MISO | Midcontinent Independent Transmission System Operator, Inc.. | Natural Gas | Natural Gas Fired Combustion Turbine | 2 | 3; 4 | 176.4 | 176.4 | 219.8 | RE | Electric Utility | 115 | I | MDU.HESKET_3; MDU.HESKET4 | [10 empty] | 2014
2801 | MISO | Jamestown | 14232 | Otter Tail Power Co | 46.9057 | -98.6622 | 2620 3rd Street SE | Jamestown | ND | 58401 | Stutsman | MRO | MISO | Midcontinent Independent Transmission System Operator, Inc.. | Petroleum | Petroleum Liquids | 2 | 1; 2 | 48.2 | 40.61 | 53.57 | RE | Electric Utility | 41.6 | I | OTP.JMSPK1; OTP.JMSPK2 | [10 empty] | 1976
2811 | MISO | Grafton | 7444 | City of Grafton - (ND) | 48.43 | -97.4033 | 700 NP Avenue | Grafton | ND | 58237 | Walsh | MRO | MISO | Midcontinent Independent Transmission System Operator, Inc.. | Petroleum | Petroleum Liquids | 4 | 1; 2; 3; 4 | 4 | 4 | 4 | RE | Electric Utility | 69 | M | [11 empty] | 1937
2815 | SPP | Garrison | 19635 | USACE-Omaha | 47.4945 | -101.4115 | 597 Garrison Dam Rd | Riverside | ND | 58565 | Mercer | MRO | SWPP | Southwest Power Pool | Other | Conventional Hydroelectric | 5 | 1; 2; 3; 4; 5 | 583.4 | 510 | 510 | RE | Electric Utility | 230 | F | [11 empty] | 1956
2817 | SPP | Leland Olds | 1307 | Basin Electric Power Coop | 47.2808 | -101.3212 | Hwy 200 | Stanton | ND | 58571 | Mercer | MRO | SWPP | Southwest Power Pool | Coal | Conventional Steam Coal | 2 | 1; 2 | 656 | 660 | 660 | RE | Electric Utility | 345 | C | WAUELELANDOUNLELAND_1_UNIT_RA; WAUELELANDOUNLELAND_2_UNIT_RA | [10 empty] | 1966
2823 | MISO | Milton R Young | 12658 | Minnkota Power Coop, Inc | 47.0659 | -101.2131 | 3401 24th Street S.W. | Center | ND | 58530 | Oliver | MRO | MISO | Midcontinent Independent Transmission System Operator, Inc.. | Coal | Conventional Steam Coal | 2 | 1; 2 | 734 | 684 | 692 | RE | Electric Utility | 345 | C | [11 empty] | 1970
2828 | PJM | Cardinal | 61412 | Cardinal Operating Company | 40.2522 | -80.6486 | State Route 7 | Brillant | OH | 43913 | Jefferson | RFC | PJM | PJM Interconnection, LLC | Coal | Conventional Steam Coal | 3 | 1; 2; 3 | 1880.4 | 1790 | 1810 | NR | IPP Non-CHP | 345 | C | 40243871; 40243873; 40243869 | [10 empty] | 1967 | 2028
2830 | PJM | Walter C Beckjord | 3542 | Duke Energy Ohio Inc | 38.9917 | -84.2981 | 757 US Rt 52 | New Richmond | OH | 45200 | Clermont | RFC | PJM | PJM Interconnection, LLC | Battery | Batteries | 2 | BECK1; BECK2 | 4 | 4 | 4 | RE | Electric Utility | 345 | I | [7 empty] | 1.8 | 4 | 4 | LIB | 2015
2831 | PJM | Dick's Creek | 59917 | Luminant Dick's Creek | 39.465 | -84.3778 | 632 Todhunter Rd | Monroe | OH | 45100 | Butler | RFC | PJM | PJM Interconnection, LLC | Natural Gas | Natural Gas Fired Combustion Turbine | 4 | 1; 3; 4; 5 | 159.1 | 136.2 | 172.3 | NR | IPP Non-CHP | 138 | Q | [11 empty] | 1965
2832 | PJM | Miami Fort | 59919 | Luminant Miami Fort | 39.1128 | -84.8036 | 11021 Brower Rd. | North Bend | OH | 45052 | Hamilton | RFC | PJM | PJM Interconnection, LLC | Mixed | Conventional Steam Coal; Petroleum Liquids | 6 | 7; 8; GT3; GT4; GT5; GT6 | 1180.8 | 1076 | 1100 | NR | IPP Non-CHP | 345 | Q | [11 empty] | 1971 | 2027
2847 | PJM | Tait Electric Generating Station | 61919 | Kimura Power LLC | 39.7272 | -84.2111 | 2102 Arbor Blvd | Moraine | OH | 45439 | Montgomery | RFC | PJM | PJM Interconnection, LLC | Mixed | Natural Gas Fired Combustion Turbine; Petroleum Liquids | 11 | GT1; GT2; GT3; GT4; GT5; GT6; GT7; IC1; IC2; IC3; IC4 | 680.6 | 607.1 | 760.7 | NR | IPP Non-CHP | 69 | Q | 40243895; 40243897; 40243889; 1107290033 | [10 empty] | 1967
2848 | PJM | O H Hutchings | 61919 | Kimura Power LLC | 39.6088 | -84.2921 | 9200 Chautauqua Rd | Miamisburg | OH | 45342 | Montgomery | RFC | PJM | PJM Interconnection, LLC | Natural Gas | Natural Gas Fired Combustion Turbine | 1 | 7 | 32.6 | 25.2 | 29.9 | NR | IPP Non-CHP | 69 | Q | 40243943 | [10 empty] | 1968
2851 | PJM | Monument | 61919 | Kimura Power LLC | 39.7667 | -84.1739 | 1131 East Monument | Dayton | OH | 45402 | Montgomery | RFC | PJM | PJM Interconnection, LLC | Petroleum | Petroleum Liquids | 5 | 1; 2; 3; 4; 5 | 13.5 | 12.5 | 12.5 | NR | IPP Non-CHP | 12.4 | Q | 32418667 | [10 empty] | 1968
2852 | PJM | Sidney (OH) | 61919 | Kimura Power LLC | 40.2792 | -84.191 | 2385 Campbell Road | Sidney | OH | 45365 | Shelby | RFC | PJM | PJM Interconnection, LLC | Petroleum | Petroleum Liquids | 5 | 1; 2; 3; 4; 5 | 13.5 | 13.5 | 13.5 | NR | IPP Non-CHP | 12.4 | Q | 32418669 | [10 empty] | 1968
2854 | PJM | Yankee Street | 61919 | Kimura Power LLC | 39.603 | -84.2047 | 9975 Yankee Street | Centerville | OH | 45458 | Montgomery | RFC | PJM | PJM Interconnection, LLC | Mixed | Natural Gas Fired Combustion Turbine; Solar Photovoltaic | 8 | 1; 2; 3; 4; 5; 6; 7; YS1 | 126.6 | 127.8 | 141.5 | NR | IPP Non-CHP | 69 | Q | 40243905; 40243907; 40243909; 40243911; 40243913; 40243915; 40243917 |  |  |  | 2.5 | [6 empty] | 1969
2861 | PJM | Niles Power Plant | 63030 | Niles Power, LLC | 41.1669 | -80.7477 | 1047 Belmont Avenue | Niles | OH | 44446 | Trumbull | RFC | PJM | PJM Interconnection, LLC | Petroleum | Petroleum Liquids | 1 | GT1 | 27 | 26.1 | 30 | NR | IPP Non-CHP | 23 | Q | 98370497 | [10 empty] | 1972
2869 | PJM | West Lorain | 63239 | Vermillion Power LLC | 41.4294 | -82.2644 | 7101 West Erie Ave. | Lorain | OH | 44053 | Lorain | RFC | PJM | PJM Interconnection, LLC | Mixed | Petroleum Liquids; Natural Gas Fired Combustion Turbine | 7 | 1A; 1B; 2; 3; 4; 5; 6 | 555.6 | 500.5 | 533.2 | NR | IPP Non-CHP | 345 | Q | Beaver 13.2 KV WL-A; Beaver 13.2 KV WL-B; Beaver 13.2 KV WL20; Beaver 13.2 KV WL30; Beaver 13.2 KV WL40; Beaver 13.2 KV WL50; Beaver 13.2 KV WL60 | [10 empty] | 1973
2876 | PJM | Kyger Creek | 14015 | Ohio Valley Electric Corp | 38.9144 | -82.1289 | 5758 State Route 7 North | Cheshire | OH | 45620 | Gallia | RFC | PJM | PJM Interconnection, LLC | Coal | Conventional Steam Coal | 5 | 1; 2; 3; 4; 5 | 1086.5 | 962.8 | 990.7 | RE | Electric Utility | 345 | I | [11 empty] | 1955
2878 | PJM | FirstEnergy Bay Shore | 62031 | Walleye Power, LLC | 41.6917 | -83.4378 | 4701 Bay Shore Road | Oregon | OH | 43616 | Lucas | RFC | PJM | PJM Interconnection, LLC | Petroleum | Petroleum Coke; Petroleum Liquids | 2 | 1; CT | 187 | 153.7 | 153.2 | NR | IPP CHP | 138 | Q | BAYSHOR218 KV BS10; BAYSHOR2138 KV BS81 | [10 empty] | 1955
2880 | PJM | Richland (OH) | 57359 | Richland-Stryker Generation LLC | 41.3052 | -84.3346 | 801 Carpenter Road | Defiance | OH | 43512 | Defiance | RFC | PJM | PJM Interconnection, LLC | Mixed | Petroleum Liquids; Natural Gas Fired Combustion Turbine | 6 | 1; 2; 3; 4; 5; 6 | 450 | 369 | 432 | NR | IPP Non-CHP | 138 | Q | [11 empty] | 1965
2881 | PJM | Stryker | 57359 | Richland-Stryker Generation LLC | 41.5014 | -84.4283 | W. Lynn St. | Stryker | OH | 43557 | Williams | RFC | PJM | PJM Interconnection, LLC | Petroleum | Petroleum Liquids | 1 | 1 | 19 | 17 | 18 | NR | IPP Non-CHP | 138 | Q | [11 empty] | 1968
2903 | PJM | Bryan (OH) | 2439 | City of Bryan - (OH) | 41.4718 | -84.5431 | 841 East Edgerton | Bryan | OH | 43506 | Williams | RFC | PJM | PJM Interconnection, LLC | Mixed | Natural Gas Fired Combustion Turbine; Petroleum Liquids | 4 | 1; 2; 5; 6 | 39.3 | 31.5 | 44.5 | RE | Electric Utility | 138 | M | PJM AEP Dayton | [10 empty] | 1948
2906 | PJM | Collinwood | 3762 | City of Cleveland - (OH) | 41.5569 | -81.588 | 13611 Aspinwall Avenue | Cleveland | OH | 44110 | Cuyahoga | RFC | PJM | PJM Interconnection, LLC | Petroleum | Petroleum Liquids | 1 | 3 | 16 | 16 | 18 | RE | Electric Utility | 138 | M | [11 empty] | 1971
2909 | PJM | West 41st Street | 3762 | City of Cleveland - (OH) | 41.474 | -81.7145 | 2490 West 41st Street | Cleveland | OH | 44113 | Cuyahoga | RFC | PJM | PJM Interconnection, LLC | Natural Gas | Natural Gas Fired Combustion Turbine | 2 | 1; 2 | 32 | 32 | 36 | RE | Electric Utility | 138 | M | [11 empty] | 1970
2914 | PJM | Dover (OH) | 5336 | City of Dover - (OH) | 40.5201 | -81.4681 | 303 East Broadway | Dover | OH | 44622 | Tuscarawas | RFC | PJM | PJM Interconnection, LLC | Mixed | Conventional Steam Coal; Petroleum Liquids; Natural Gas Fired Combustion Turbine | 4 | 3; 4; 5; 6 | 49.6 | 40.9 | 40.9 | RE | Electric Utility | 69 | M | [11 empty] | 1954
2917 | PJM | Hamilton (OH) | 7977 | City of Hamilton - (OH) | 39.4098 | -84.5543 | 960 N. 3rd Street | Hamilton | OH | 45011 | Butler | RFC | PJM | PJM Interconnection, LLC | Natural Gas | Natural Gas Fired Combustion Turbine | 1 | GT2 | 16.3 | 12 | 16 | RE | Electric Utility | 69 | M | 1107290425 | [10 empty] | 1971
2933 | PJM | Oberlin (OH) | 13949 | City of Oberlin - (OH) | 41.2836 | -82.2194 | 289 South Professor Street | Oberlin | OH | 44074 | Lorain | RFC | PJM | PJM Interconnection, LLC | Mixed | Petroleum Liquids; Natural Gas Internal Combustion Engine | 9 | 1; 10; 2A; 3A; 6; 7; 8; 9; IC4 | 18.5 | 18.4 | 18.4 | RE | Electric Utility | 69 | M | [11 empty] | 1948
2935 | PJM | Orrville | 14194 | City of Orrville - (OH) | 40.851 | -81.7658 | 1100 Perry St. | Orrville | OH | 44667 | Wayne | RFC | PJM | PJM Interconnection, LLC | Mixed | Conventional Steam Coal; Natural Gas Steam Turbine | 5 | 10; 11; 7; 8; 9 | 84.5 | 78.5 | 78.5 | RE | Electric Utility | 138 | M | [11 empty] | 1949
2936 | PJM | Painesville | 14381 | City of Painesville | 41.7265 | -81.254 | 325 Richmond Street | Painesville | OH | 44077 | Lake | RFC | PJM | PJM Interconnection, LLC | Mixed | Conventional Steam Coal; Petroleum Liquids | 5 | 3; 5; 7; ST2; WPCP1 | 55.5 | 48.8 | 48.8 | RE | Electric Utility | 138 | M | Painesville | [10 empty] | 1949
2937 | PJM | Piqua Power Plant | 15095 | City of Piqua - (OH) | 40.1338 | -84.2373 | 919 S. Main Street | Piqua | OH | 45356 | Miami | RFC | PJM | PJM Interconnection, LLC | Petroleum | Petroleum Liquids | 2 | 11; 8 | 36.3 | 36.5 | 36.5 | RE | Electric Utility | 69 | M | [11 empty] | 1972
2942 | PJM | St Marys | 17891 | City of St Marys - (OH) | 40.5458 | -84.3889 | 335 North Chestnut | St. Marys | OH | 45885 | Auglaize | RFC | PJM | PJM Interconnection, LLC | Mixed | Petroleum Liquids; Natural Gas Fired Combustion Turbine | 2 | 7; GT1 | 25 | 22.4 | 22.4 | RE | Electric Utility | 12.47 | M | [11 empty] | 1992
2945 | PJM | Anadarko | 20977 | City of Woodsfield - (OH) | 39.757 | -81.1155 | 203 Roy St | Woodsfield | OH | 43793 | Monroe | RFC | PJM | PJM Interconnection, LLC | Petroleum | Petroleum Liquids | 6 | 10; 11; 6; 7; 8; 9 | 7.8 | 7.8 | 7.8 | RE | Electric Utility | 69 | M | [11 empty] | 1949
2951 | SPP | Horseshoe Lake | 14063 | Oklahoma Gas & Electric Co | 35.5087 | -97.1797 | 19801 NE 36th Street | Harrah | OK | 73045 | Oklahoma | MRO | SWPP | Southwest Power Pool | Natural Gas | Natural Gas Fired Combustion Turbine; Natural Gas Steam Turbine | 4 | 10; 8; 9; ST7 | 784 | 467.76 | 467.76 | RE | Electric Utility | 138 | I | OKGEHL910; OKGEHL8; OKGEHL7 | [10 empty] | 1963
2952 | SPP | Muskogee | 14063 | Oklahoma Gas & Electric Co | 35.7614 | -95.2873 | 5501 Three Forks Road | Fort Gibson | OK | 74434 | Muskogee | MRO | SWPP | Southwest Power Pool | Mixed | Natural Gas Steam Turbine; Conventional Steam Coal | 3 | 4; 5; 6 | 1716 | 1510 | 1510 | RE | Electric Utility | 345 | I | OKGEMK4; OKGEMK5; OKGEMK6 | [10 empty] | 1977
2953 | SPP | Mustang | 14063 | Oklahoma Gas & Electric Co | 35.4699 | -97.675 | 701 N. Mustang Plant Rd. | Oklahoma City | OK | 73127 | Canadian | MRO | SWPP | Southwest Power Pool | Mixed | Natural Gas Fired Combustion Turbine; Solar Photovoltaic | 8 | GT1; GT2; GT3; GT4; GT5; GT6; GT7; SLR1 | 464.5 | 400.5 | 400.5 | RE | Electric Utility | 138 | I | OKGEMT6; OKGEMT7; OKGEMT8; OKGEMT9; OKGEMT10; OKGEMT11; OKGEMT12 |  |  |  | 3 | Y | [5 empty] | 2015
2956 | SPP | Seminole (OK) | 14063 | Oklahoma Gas & Electric Co | 34.9665 | -96.7258 | Route 2, Box 18-A | Konowa | OK | 74849 | Seminole | MRO | SWPP | Southwest Power Pool | Natural Gas | Natural Gas Steam Turbine | 3 | 1; 2; 3 | 1701 | 1521.5 | 1521.5 | RE | Electric Utility | 345 | I | OKGESM1; OKGESM2; OKGESM3 | [10 empty] | 1971
2963 | SPP | Northeastern | 15474 | Public Service Co of Oklahoma | 36.4317 | -95.7008 | Highway 169 & 88 | Oologah | OK | 74053 | Rogers | MRO | SWPP | Southwest Power Pool | Mixed | Natural Gas Fired Combined Cycle; Natural Gas Steam Turbine; Conventional Steam Coal; Petroleum Liquids | 6 | 1; 1A; 1B; 2; 3; IC1 | 1477.5 | 1342 | 1389 | RE | Electric Utility | 345 | I | [11 empty] | 1961
2964 | SPP | Southwestern | 15474 | Public Service Co of Oklahoma | 35.1009 | -98.3524 | 32034 County Street 2605 | Anadarko | OK | 73005 | Caddo | MRO | SWPP | Southwest Power Pool | Mixed | Natural Gas Steam Turbine; Natural Gas Fired Combustion Turbine; Petroleum Liquids | 6 | 1; 2; 3; 4; 5; IC1 | 658 | 600 | 618 | RE | Electric Utility | 138 | I | [11 empty] | 1952
2965 | SPP | Tulsa | 15474 | Public Service Co of Oklahoma | 36.1165 | -95.991 | 3600 S. Elwood | Tulsa | OK | 74102 | Tulsa | MRO | SWPP | Southwest Power Pool | Mixed | Natural Gas Steam Turbine; Petroleum Liquids | 3 | 2; 4; IC1 | 348.2 | 330.3 | 330.3 | RE | Electric Utility | 138 | I | [11 empty] | 1956
2966 | SPP | Weleetka | 15474 | Public Service Co of Oklahoma | 35.3233 | -96.1352 | South of City | Weleetka | OK | 74880 | Okfuskee | MRO | SWPP | Southwest Power Pool | Mixed | Natural Gas Fired Combustion Turbine; Petroleum Liquids | 3 | 4; 5; IC1 | 110 | 110 | 136 | RE | Electric Utility | 138 | I | [11 empty] | 1963 | 2030
2975 | SPP | Cushing | 4667 | City of Cushing - (OK) | 35.9826 | -96.7757 | 300 North Seay | Cushing | OK | 74023 | Payne | MRO | SWPP | Southwest Power Pool | Natural Gas | Natural Gas Internal Combustion Engine | 11 | 1; 10; 11; 2; 3; 4; 5; 6; 7; 8; 9 | 24.6 | 21.2 | 21.2 | RE | Electric Utility | 69 | M | [11 empty] | 1936
2980 | SPP | Markham | 7490 | Grand River Dam Authority | 36.2317 | -95.1822 | 4221 E 545 RD | Locust Grove | OK | 74352 | Mayes | MRO | SWPP | Southwest Power Pool | Other | Conventional Hydroelectric | 4 | 1; 2; 3; 4 | 128.4 | 125.7 | 125.7 | RE | Electric Utility | 161 | S | GRDAKERR_HYDUN1; GRDAKERR_HYDUN2; GRDAKERR_HYDUN3; GRDAKERR_HYDUN4 | [10 empty] | 1964
2981 | SPP | Pensacola | 7490 | Grand River Dam Authority | 36.4675 | -95.0414 | Junction 82 & 28 | Langley | OK | 74350 | Mayes | MRO | SWPP | Southwest Power Pool | Other | Conventional Hydroelectric | 7 | 1; 2; 3; 4; 5; 6; A | 130.1 | 115.2 | 119.9 | RE | Electric Utility | 69 | S | GRDAPENSA1UN1; GRDAPENSA1UN2; GRDAPENSA1UN3; GRDAPENSA1UN4; GRDAPENSA1UN5; GRDAPENSA1UN6 | [10 empty] | 1940
2982 | SPP | Salina | 7490 | Grand River Dam Authority | 36.2647 | -95.1036 | 620 S. 4437 RD | Salina | OK | 74365 | Mayes | MRO | SWPP | Southwest Power Pool | Other | Hydroelectric Pumped Storage | 6 | 1; 2; 3; 4; 5; 6 | 259.2 | 241.5 | 241.5 | RE | Electric Utility | 161 | S | GRDASALINA1UN1; GRDASALINA1UN2; GRDASALINA1UN3; GRDASALINA1UN4; GRDASALINA1UN5; GRDASALINA1UN6 | [10 empty] | 1968
2984 | SPP | Keystone Dam | 27470 | USCE-Tulsa District | 36.1508 | -96.2517 | 23115 West Wekiwa Rd | Sand Springs | OK | 74063 | Tulsa | MRO | SWPP | Southwest Power Pool | Other | Conventional Hydroelectric | 2 | 1; 2 | 70 | 80 | 80 | RE | Electric Utility | 138 | F | [11 empty] | 1968
2986 | SPP | Kingfisher | 10320 | City of Kingfisher - (OK) | 35.8575 | -97.9277 | 301 North Main | Kingfisher | OK | 73750 | Kingfisher | MRO | SWPP | Southwest Power Pool | Natural Gas | Natural Gas Internal Combustion Engine | 5 | 3; 4; 5; IC1; IC2 | 9.1 | 8.7 | 8.7 | RE | Electric Utility | 69 | M | [11 empty] | 1954
2991 | SPP | Mangum | 11566 | City of Mangum - (OK) | 34.8836 | -99.5022 | 100 North Lewis Tittle | Mangum | OK | 73554 | Greer | MRO | SWPP | Southwest Power Pool | Natural Gas | Natural Gas Internal Combustion Engine | 4 | 1; 4; 5; 6 | 6.7 | 5.4 | 5.4 | RE | Electric Utility | 69 | M | [11 empty] | 1946
2995 | SPP | Pawhuska | 14582 | City of Pawhuska - (OK) | 36.6694 | -96.3474 | 701 West 10th | Pawhuska | OK | 74056 | Osage | MRO | SWPP | Southwest Power Pool | Petroleum | Petroleum Liquids | 4 | 1; 2; 3; 5 | 9 | 6.8 | 6.8 | RE | Electric Utility | 138 | M | [11 empty] | 1949
3006 | SPP | Anadarko Plant | 20447 | Western Farmers Elec Coop, Inc | 35.0847 | -98.23 | 701 NE 7TH STREET | Anadarko | OK | 73005 | Caddo | MRO | SWPP | Southwest Power Pool | Natural Gas | Natural Gas Fired Combustion Turbine; Natural Gas Fired Combined Cycle | 6 | 10; 11; 4; 5; 6; 9 | 450.3 | 417 | 417 | RE | Electric Utility | 138 | C | WFEC_ANA_ORME_10; WFEC_ANA_ORME_11; WFEC_ANA_COMB_CYC_4; WFEC_ANA_COMB_CYC_5; WFEC_ANA_COMB_CYC_6; WFEC_ANA_ORME_9 | [10 empty] | 1977
3008 | SPP | Mooreland | 20447 | Western Farmers Elec Coop, Inc | 36.4372 | -99.2254 | Junction Hwy. 50 & 412 | Mooreland | OK | 73852 | Woodward | MRO | SWPP | Southwest Power Pool | Natural Gas | Natural Gas Steam Turbine | 3 | 1; 2; 3 | 305 | 322 | 322 | RE | Electric Utility | 138 | C | WFEC_MOORELAND_1; WFEC_MOORELAND_2; WFEC_MOORELAND_3 | [10 empty] | 1964
3013 | WECC | Hells Canyon | 9191 | Idaho Power Co | 45.2439 | -116.7008 | 22 Miles N of OR Highway 86 | Oxbow | OR | 97840 | Wallowa | WECC | IPCO | Idaho Power Company | Other | Conventional Hydroelectric | 3 | 1; 2; 3 | 411.1 | 437 | 442.54 | RE | Electric Utility | 230 | I | HCPR_2_TOT_GEN-APND | [10 empty] | 1967
3014 | WECC | Oxbow (OR) | 9191 | Idaho Power Co | 44.9716 | -116.835 | OR Highway 86 at the Snake R. | Oxbow | OR | 97840 | Baker | WECC | IPCO | Idaho Power Company | Other | Conventional Hydroelectric | 4 | 1; 2; 3; 4 | 190 | 210.84 | 217.65 | RE | Electric Utility | 230 | I | OBPR_GNODE011; OBPR_GNODE012; OBPR_GNODE013; OBPR_GNODE014 | [10 empty] | 1961
3020 | WECC | Clearwater 1 | 14354 | PacifiCorp | 43.2512 | -122.3379 | Nfd 300 Road | Idleyld Park | OR | 97447 | Douglas | WECC | PACW | PacifiCorp - West | Other | Conventional Hydroelectric | 1 | 1 | 15 | 17.9 | 17.9 | RE | Electric Utility | 115 | I | [11 empty] | 1953
3021 | WECC | Clearwater 2 | 14354 | PacifiCorp | 43.2669 | -122.4098 | Nfd 075 Road | Idleyld Park | OR | 97447 | Douglas | WECC | PACW | PacifiCorp - West | Other | Conventional Hydroelectric | 1 | 1 | 26 | 31 | 31 | RE | Electric Utility | 115 | I | [11 empty] | 1953
3024 | WECC | Eagle Point | 14354 | PacifiCorp | 42.5146 | -122.7571 | 2405 Borphy Road | Eagle Point | OR | 97524 | Jackson | WECC | PACW | PacifiCorp - West | Other | Conventional Hydroelectric | 1 | 1 | 2.8 | 2.8 | 2.8 | RE | Electric Utility | 115 | I | [11 empty] | 1957
3025 | WECC | East Side | 14354 | PacifiCorp | 42.2248 | -121.7955 | Conger Avenue | Klamath Falls | OR | 97601 | Klamath | WECC | PACW | PacifiCorp - West | Other | Conventional Hydroelectric | 1 | 1 | 3.2 | 3 | 3 | RE | Electric Utility | 69 | I | [11 empty] | 1924
3026 | WECC | Fish Creek | 14354 | PacifiCorp | 43.2742 | -122.449 | Highway 138 | Idleyld Park | OR | 97447 | Douglas | WECC | PACW | PacifiCorp - West | Other | Conventional Hydroelectric | 1 | 1 | 11 | 10.4 | 10.4 | RE | Electric Utility | 115 | I | [11 empty] | 1952
3029 | WECC | Lemolo 1 | 14354 | PacifiCorp | 43.3558 | -122.2494 | Lemolo Plant Road | Idleyld Park | OR | 97447 | Douglas | WECC | PACW | PacifiCorp - West | Other | Conventional Hydroelectric | 1 | 1 | 32 | 32 | 32 | RE | Electric Utility | 115 | I | [11 empty] | 1955
3032 | WECC | Prospect 1 | 14354 | PacifiCorp | 42.7307 | -122.5151 | 111 Mill Creek Drive | Prospect | OR | 97536 | Jackson | WECC | PACW | PacifiCorp - West | Other | Conventional Hydroelectric | 1 | 1 | 3.8 | 4.6 | 4.6 | RE | Electric Utility | 69 | I | [11 empty] | 1912
3033 | WECC | Prospect 2 | 14354 | PacifiCorp | 42.7312 | -122.514 | 111 Mill Creek Drive | Prospect | OR | 97536 | Jackson | WECC | PACW | PacifiCorp - West | Other | Conventional Hydroelectric | 2 | 1; 2 | 32 | 36 | 36 | RE | Electric Utility | 69 | I | [11 empty] | 1928
3034 | WECC | Prospect 3 | 14354 | PacifiCorp | 42.7306 | -122.4185 | Roque River National Forrest | Prospect | OR | 97536 | Jackson | WECC | PACW | PacifiCorp - West | Other | Conventional Hydroelectric | 1 | 1 | 7.2 | 7.7 | 7.7 | RE | Electric Utility | 69 | I | [11 empty] | 1932
3035 | WECC | Prospect 4 | 14354 | PacifiCorp | 42.7331 | -122.5151 | 111 Mill Creek Drive | Prospect | OR | 97536 | Jackson | WECC | PACW | PacifiCorp - West | Other | Conventional Hydroelectric | 1 | 1 | 1 | 0.9 | 0.9 | RE | Electric Utility | 69 | I | [11 empty] | 1944
3036 | WECC | Slide Creek | 14354 | PacifiCorp | 43.2939 | -122.4728 | Nfd 010 Road | Idleyld Park | OR | 97447 | Douglas | WECC | PACW | PacifiCorp - West | Other | Conventional Hydroelectric | 1 | 1 | 18 | 18 | 18 | RE | Electric Utility | 115 | I | [11 empty] | 1951
3037 | WECC | Soda Springs | 14354 | PacifiCorp | 43.3061 | -122.5014 | Nfd 011 | Idleyld Park | OR | 97447 | Douglas | WECC | PACW | PacifiCorp - West | Other | Conventional Hydroelectric | 1 | 1 | 11 | 11.6 | 11.6 | RE | Electric Utility | 115 | I | [11 empty] | 1952
3040 | WECC | Toketee Falls | 14354 | PacifiCorp | 43.2727 | -122.4475 | Toketee Falls & Hwy 138 | Idleyld Park | OR | 97447 | Douglas | WECC | PACW | PacifiCorp - West | Other | Conventional Hydroelectric | 3 | 1; 2; 3 | 42.6 | 45 | 45 | RE | Electric Utility | 115 | I | [11 empty] | 1949
3041 | WECC | Wallowa Falls | 14354 | PacifiCorp | 45.2667 | -117.2127 | Wallowa Lake Hwy | Joseph | OR | 97846 | Wallowa | WECC | PACW | PacifiCorp - West | Other | Conventional Hydroelectric | 1 | 1 | 1.1 | 1.1 | 1.1 | RE | Electric Utility | 20 | I | [11 empty] | 1921
3045 | WECC | Faraday | 15248 | Portland General Electric Co | 45.268 | -122.3201 | 33831 Faraday Rd | Estacada | OR | 97023 | Clackamas | WECC | PGE | Portland General Electric Company | Other | Conventional Hydroelectric | 3 | 6; 7; 8 | 37.2 | 41.9 | 41.9 | RE | Electric Utility | 115 | I | FYP1_7_GNODE1 | [10 empty] | 1958
3047 | WECC | North Fork | 15248 | Portland General Electric Co | 45.2433 | -122.2799 | 33831 Faraday Rd | Estacada | OR | 97023 | Clackamas | WECC | PGE | Portland General Electric Company | Other | Conventional Hydroelectric | 2 | 1; 2 | 40.8 | 58 | 58 | RE | Electric Utility | 115 | I | NFP1_1_GNODE1 | [10 empty] | 1958
3048 | WECC | Pelton | 15248 | Portland General Electric Co | 44.6944 | -121.2314 | 4133 NW Pelton Dam Rd | Madras | OR | 97741 | Jefferson | WECC | PGE | Portland General Electric Company | Other | Conventional Hydroelectric | 3 | 1; 2; 3 | 109.8 | 110 | 110 | RE | Electric Utility | 230 | I | PNP1_2_GNODE1-3 | [10 empty] | 1957
3049 | WECC | River Mill | 15248 | Portland General Electric Co | 45.3 | -122.35 | Kilowatt Rd | Estacada | OR | 97023 | Clackamas | WECC | PGE | Portland General Electric Company | Other | Conventional Hydroelectric | 5 | 1; 2; 3; 4; 5 | 18.8 | 24.7 | 24.7 | RE | Electric Utility | 57 | I | RMP1_7_GNODE1 | [10 empty] | 1911
3050 | WECC | Round Butte | 15248 | Portland General Electric Co | 44.6058 | -121.2773 | 726 SW Lower Bend Rd | Madras | OR | 97741 | Jefferson | WECC | PGE | Portland General Electric Company | Other | Conventional Hydroelectric | 3 | 1; 2; 3 | 372.5 | 353 | 353 | RE | Electric Utility | 230 | I | RBP1_2_GNODE1-3 | [10 empty] | 1964
3053 | WECC | Sullivan | 15248 | Portland General Electric Co | 45.354 | -122.619 | 4303 Willamette Falls Dr | West Linn | OR | 97068 | Clackamas | WECC | PGE | Portland General Electric Company | Other | Conventional Hydroelectric | 13 | 1; 10; 11; 12; 13; 2; 3; 4; 5; 6; 7; 8; 9 | 15.4 | 18.3 | 18.3 | RE | Electric Utility | 57 | I | [11 empty] | 1924
3067 | WECC | Carmen Smith | 6013 | Eugene Water & Electric Board | 44.286 | -122.0414 | 59727 McKenzie Highway | McKenzie Bridge | OR | 97413 | Linn | WECC | BPAT | Bonneville Power Administration | Other | Conventional Hydroelectric | 3 | 1; 2; 3 | 114.3 | 103.8 | 106.5 | RE | Electric Utility | 115 | M | CAR_1_CARMEN_S_PLANT-APND; TRAILBRG_1_G01GNODE | [10 empty] | 1963 | 2030
3071 | WECC | Walterville | 6013 | Eugene Water & Electric Board | 44.0696 | -122.835 | 38655 Camp Creek Rd | Springfield | OR | 97477 | Lane | WECC | BPAT | Bonneville Power Administration | Other | Conventional Hydroelectric | 1 | 1 | 8 | 7.5 | 7.5 | RE | Electric Utility | 69 | M | WALTVILE_6_G01GNODE | [10 empty] | 1949
3074 | WECC | Big Cliff | 19400 | USACE Northwestern Division | 44.7514 | -122.2832 | Route 22 | Gates | OR | 97346 | Marion | WECC | BPAT | Bonneville Power Administration | Other | Conventional Hydroelectric | 1 | 1 | 18 | 21 | 21 | RE | Electric Utility | 13.8 | F | [11 empty] | 1954
3075 | WECC | Bonneville | 19400 | USACE Northwestern Division | 45.6441 | -121.941 | ATTN: Project Office | Cascade Locks | OR | 97014 | Multnomah | WECC | BPAT | Bonneville Power Administration | Other | Conventional Hydroelectric | 20 | 1; 10; 11; 12; 13; 14; 15; 16; 17; 18; 2; 3; 4; 5; 6; 7; 8; 9; F1; F2 | 1162 | 1153.9 | 1153.9 | RE | Electric Utility | 230 | F | [11 empty] | 1938
3076 | WECC | Cougar | 19400 | USACE Northwestern Division | 44.1307 | -122.2439 | P.O. BOX 429 | Lowell | OR | 97452 | Lane | WECC | BPAT | Bonneville Power Administration | Other | Conventional Hydroelectric | 2 | 1; 2 | 26 | 26 | 26 | RE | Electric Utility | 115 | F | [11 empty] | 1964
3077 | WECC | Detroit | 19400 | USACE Northwestern Division | 44.7224 | -122.2511 | 40990 Hwy 22 | Mill City | OR | 97360 | Marion | WECC | BPAT | Bonneville Power Administration | Other | Conventional Hydroelectric | 2 | 1; 2 | 100 | 100 | 100 | RE | Electric Utility | 230 | F | [11 empty] | 1953
3078 | WECC | Dexter | 19400 | USACE Northwestern Division | 43.9242 | -122.8055 | 39149 Pengra Road | Lowell | OR | 97452 | Lane | WECC | BPAT | Bonneville Power Administration | Other | Conventional Hydroelectric | 1 | 1 | 15 | 15 | 15 | RE | Electric Utility | 115 | F | [11 empty] | 1955
3080 | WECC | Green Peter | 19400 | USACE Northwestern Division | 44.4494 | -122.5494 | Route 20 | Foster | OR | 97345 | Linn | WECC | BPAT | Bonneville Power Administration | Other | Conventional Hydroelectric | 2 | 1; 2 | 80 | 80 | 80 | RE | Electric Utility | 115 | F | [11 empty] | 1967
3081 | WECC | Hills Creek | 19400 | USACE Northwestern Division | 43.7107 | -122.4238 | Rigdon Road | Oakridge | OR | 97463 | Lane | WECC | BPAT | Bonneville Power Administration | Other | Conventional Hydroelectric | 2 | 1; 2 | 30 | 30 | 30 | RE | Electric Utility | 115 | F | [11 empty] | 1962
3082 | WECC | John Day | 19400 | USACE Northwestern Division | 45.7164 | -120.6941 | HWY 84 exit | Rufus | OR | 97050 | Sherman | WECC | BPAT | Bonneville Power Administration | Other | Conventional Hydroelectric | 16 | 1; 10; 11; 12; 13; 14; 15; 16; 2; 3; 4; 5; 6; 7; 8; 9 | 2160 | 2052 | 2052 | RE | Electric Utility | 500 | F | [11 empty] | 1968
3083 | WECC | Lookout Point | 19400 | USACE Northwestern Division | 43.9153 | -122.7531 | 40386 West Boundary Road | Lowell | OR | 97452 | Lane | WECC | BPAT | Bonneville Power Administration | Other | Conventional Hydroelectric | 3 | 1; 2; 3 | 120 | 120 | 120 | RE | Electric Utility | 115 | F | [11 empty] | 1955
3084 | WECC | McNary | 19400 | USACE Northwestern Division | 45.9402 | -119.2988 | 82790 Devore Road | Umatilla | OR | 97782 | Umatilla | WECC | BPAT | Bonneville Power Administration | Other | Conventional Hydroelectric | 14 | 1; 10; 11; 12; 13; 14; 2; 3; 4; 5; 6; 7; 8; 9 | 990.5 | 966.5 | 966.5 | RE | Electric Utility | 230 | F | [11 empty] | 1953
3096 | PJM | Brunot Island | 63032 | Brunot Island Power, LLC | 40.4649 | -80.0438 | 2849 West Carson Street | Pittsburg | PA | 15204 | Allegheny | RFC | PJM | PJM Interconnection, LLC | Mixed | Petroleum Liquids; Natural Gas Fired Combined Cycle | 5 | 1A; 2A; 2B; 3; ST4 | 365.4 | 261.6 | 284.4 | NR | IPP Non-CHP | 138 | Q | 38367979; 38367987; 38367985; 38367989; 38367991 | [10 empty] | 1972
3109 | PJM | Hamilton (PA) | 63035 | Hamilton Power, LLC | 39.9087 | -76.9885 | 100 Mummerts Church Road | Abbottstown | PA | 17301 | Adams | RFC | PJM | PJM Interconnection, LLC | Petroleum | Petroleum Liquids | 1 | 1 | 19.6 | 20.4 | 24 | NR | IPP Non-CHP | 115 | Q | 50738 | [10 empty] | 1971
3110 | PJM | Hunterstown | 63036 | Hunterstown Power, LLC | 39.8662 | -77.1648 | 1890 Granite Station Road | Gettysburg | PA | 17325 | Adams | RFC | PJM | PJM Interconnection, LLC | Natural Gas | Natural Gas Fired Combustion Turbine | 3 | 1; 2; 3 | 60 | 64 | 60 | NR | IPP Non-CHP | 115 | Q | 50739; 50740; 50741 | [10 empty] | 1971
3111 | PJM | Mountain | 63037 | Mountain Power, LLC | 40.1228 | -77.1716 | 218A Zion Road | Mount Holly Springs | PA | 17065 | Cumberland | RFC | PJM | PJM Interconnection, LLC | Petroleum | Petroleum Liquids | 2 | 1; 2 | 54 | 40.1 | 50 | NR | IPP Non-CHP | 115 | Q | 50743; 50744 | [10 empty] | 1972
3112 | PJM | Orrtanna | 63038 | Orrtanna Power, LLC | 39.8442 | -77.3508 | 1745 Knoxlyn-Ortanna Road | Orrtanna | PA | 17353 | Adams | RFC | PJM | PJM Interconnection, LLC | Petroleum | Petroleum Liquids | 1 | 1 | 27 | 20.2 | 26 | NR | IPP Non-CHP | 115 | Q | 50745 | [10 empty] | 1971
3113 | PJM | Portland (PA) | 63039 | Portland Power, LLC | 40.9102 | -75.0794 | 5027 River Road | Mt. Bethel | PA | 18351 | Northampton | RFC | PJM | PJM Interconnection, LLC | Petroleum | Petroleum Liquids | 3 | 3; 4; 5 | 194 | 177.5 | 190 | NR | IPP Non-CHP | 230 | Q | 50750; 50751; 50749 | [10 empty] | 1967
3114 | PJM | Shawnee (PA) | 63040 | Shawnee Power, LLC | 41.0612 | -75.0582 | Route 209 | East Stroudsburg | PA | 18324 | Monroe | RFC | PJM | PJM Interconnection, LLC | Petroleum | Petroleum Liquids | 1 | 1 | 20 | 20.6 | 24 | NR | IPP Non-CHP | 34.5 | Q | 50753 | [10 empty] | 1972
3115 | PJM | Titus | 63041 | Titus Power, LLC | 40.3056 | -75.9081 | 296 Poplar Neck Road | Birsboro | PA | 19508 | Berks | RFC | PJM | PJM Interconnection, LLC | Petroleum | Petroleum Liquids | 2 | 4; 5 | 36 | 31.1 | 35 | NR | IPP Non-CHP | 69 | Q | 50754; 50755 | [10 empty] | 1967
3116 | PJM | Tolna | 63042 | Tolna Power, LLC | 39.7606 | -76.6353 | 2802 Bridge View Road | New Freedom | PA | 17349 | York | RFC | PJM | PJM Interconnection, LLC | Petroleum | Petroleum Liquids | 2 | 1; 2 | 54 | 41.2 | 50 | NR | IPP Non-CHP | 115 | Q | 50760; 50761 | [10 empty] | 1972
3117 | PJM | York Haven | 57280 | Eagle Creek Renewable Energy, LLC | 40.1136 | -76.712 | Locust St & 1 Hydro Park Drive | York Haven | PA | 17370 | York | RFC | PJM | PJM Interconnection, LLC | Other | Conventional Hydroelectric | 1 | 1 | 19.6 | 19 | 19 | NR | IPP Non-CHP | 115 | Q | [11 empty] | 1905
3118 | PJM | Conemaugh | 63047 | KeyCon Operating LLC | 40.3842 | -79.0611 | 1442 Power Plant Road | New Florence | PA | 15944 | Indiana | RFC | PJM | PJM Interconnection, LLC | Mixed | Conventional Steam Coal; Petroleum Liquids | 6 | 1; 2; A; B; C; D | 1963 | 1711.2 | 1711.2 | NR | IPP Non-CHP | 500 | Q | 50769; 50770; 50771 | [10 empty] | 1970
3120 | PJM | Blossburg | 63043 | Blossburg Power, LLC | 41.7065 | -77.0818 | North Route 15 | Blossburg | PA | 16912 | Tioga | RFC | PJM | PJM Interconnection, LLC | Natural Gas | Natural Gas Fired Combustion Turbine | 1 | 1 | 24 | 20.9 | 19 | NR | IPP Non-CHP | 34.5 | Q | 50765 | [10 empty] | 1971
3124 | PJM | Piney | 54679 | BP Piney & Deep Creek LLC | 41.1921 | -79.4335 | 2000 River Road | Clarion | PA | 16214 | Clarion | RFC | PJM | PJM Interconnection, LLC | Other | Conventional Hydroelectric | 3 | 1; 2; 3 | 30 | 33.2 | 33.2 | NR | IPP Non-CHP | 115 | Q | [11 empty] | 1924
3130 | PJM | Seward (PA) | 61781 | Seward Generating LLC | 40.4062 | -79.0337 | 595 Plant Road | New Florence | PA | 15944 | Indiana | RFC | PJM | PJM Interconnection, LLC | Coal | Conventional Steam Coal | 1 | FB1 | 585 | 521 | 521 | NR | IPP Non-CHP | 235 | Q | 21601799 | [10 empty] | 2004
3131 | PJM | Shawville | 63044 | Shawville Power, LLC | 41.0675 | -78.3662 | 250 Power Plant Drive | Shawville | PA | 16873 | Clearfield | RFC | PJM | PJM Interconnection, LLC | Mixed | Natural Gas Steam Turbine; Petroleum Liquids | 7 | 1; 2; 3; 4; 5; 6; 7 | 632 | 602 | 595.7 | NR | IPP Non-CHP | 230 | Q | 50796; 50797; 50798; 50799; 50795 | [10 empty] | 1954
3132 | PJM | Warren | 63045 | Warren Generation, LLC | 41.8359 | -79.1887 | 20085 Route 6 | Warren | PA | 16365 | Warren | RFC | PJM | PJM Interconnection, LLC | Natural Gas | Natural Gas Fired Combustion Turbine | 1 | 3 | 53.1 | 62 | 50.1 | NR | IPP Non-CHP | 115 | Q | 50803 | [10 empty] | 1972
3136 | PJM | Keystone | 63047 | KeyCon Operating LLC | 40.6604 | -79.3411 | 313 Keystone Drive | Shelocta | PA | 15774 | Armstrong | RFC | PJM | PJM Interconnection, LLC | Mixed | Conventional Steam Coal; Petroleum Liquids | 6 | 1; 2; 3; 4; 5; 6 | 1883.2 | 1711.2 | 1711.2 | NR | IPP Non-CHP | 500 | Q | 50781; 50782; 50783 | [10 empty] | 1967
3138 | PJM | New Castle Plant | 63031 | New Castle Power, LLC | 40.9379 | -80.369 | 2189 St. Rt. 168 South | West Pittsburg | PA | 16160 | Lawrence | RFC | PJM | PJM Interconnection, LLC | Mixed | Natural Gas Steam Turbine; Petroleum Liquids | 5 | 3; 4; 5; EMDA; EMDB | 354.4 | 331.3 | 325 | NR | IPP Non-CHP | 138 | Q | 98370489; 98370491; 98370487 | [10 empty] | 1952
3140 | PJM | Brunner Island | 15537 | Brunner Island LLC | 40.0961 | -76.6962 | 1400 Wago Road | York Haven | PA | 17370 | York | RFC | PJM | PJM Interconnection, LLC | Natural Gas | Natural Gas Steam Turbine | 3 | 1; 2; 3 | 1616.1 | 1411 | 1411 | NR | IPP Non-CHP | 230 | Q | 50578; 50579; 50581 | [10 empty] | 1961
3145 | PJM | Holtwood | 60416 | BIF III Holtwood LLC | 39.8272 | -76.3318 | 482 Old Holtwood Road | Holtwood | PA | 17532 | Lancaster | RFC | PJM | PJM Interconnection, LLC | Other | Conventional Hydroelectric | 14 | HW1; HW10; HW11; HW13; HW18; HW19; HW2; HW3; HW4; HW5; HW6; HW7; HW8; HW9 | 247.3 | 249 | 249 | NR | IPP Non-CHP | 69 | Q | 50593; 50592; 123901489; 123901487; 123901483; 123901485; 50594; 50595; 50596; 50597; 50588; 50589; 50590; 50591 | [10 empty] | 1910
3148 | PJM | TalenEnergy Martins Creek | 15276 | TalenEnergy Martins Creek LLC | 40.7978 | -75.1054 | 6605 Foul Rift Road | Bangor | PA | 18013 | Northampton | RFC | PJM | PJM Interconnection, LLC | Natural Gas | Natural Gas Steam Turbine | 2 | 3; 4 | 1701 | 1700 | 1700 | NR | IPP Non-CHP | 230 | Q | 50621; 50622 | [10 empty] | 1975
3149 | PJM | TalenEnergy Montour | 15534 | TalenEnergy Montour LLC | 41.0714 | -76.6672 | 18 McMichael Road | Washingtonville | PA | 17884 | Montour | RFC | PJM | PJM Interconnection, LLC | Mixed | Conventional Steam Coal; Natural Gas Steam Turbine | 2 | 1; 2 | 1757.9 | 1504 | 1504 | NR | IPP Non-CHP | 230 | Q | 50628; 50629 | [10 empty] | 1972
3152 | PJM | Sunbury Generation LP | 22001 | Sunbury Generation LP | 40.8361 | -76.825 | N. Old Trail Road, PO Box 517 | Shamokin Dam | PA | 17876 | Snyder | RFC | PJM | PJM Interconnection, LLC | Petroleum | Petroleum Liquids | 3 | CTG1; CTG2; DI2 | 52.7 | 41 | 41 | NR | IPP Non-CHP | 230 | Q | SUNBURY | [10 empty] | 1967
3153 | PJM | Wallenpaupack | 60417 | Wallenpuapack Hydro | 41.4679 | -75.1309 | 1925 River Road | Drumore | PA | 17518 | Wayne | RFC | PJM | PJM Interconnection, LLC | Other | Conventional Hydroelectric | 2 | WP1; WP2 | 40 | 44 | 44 | NR | IPP Non-CHP | 69 | Q | 50577 | [10 empty] | 1926
3157 | PJM | Chester Generating Station | 6035 | Constellation Power, Inc | 39.8301 | -75.3837 | 2501 Seaport Drive | Chester | PA | 19013 | Chester | RFC | PJM | PJM Interconnection, LLC | Petroleum | Petroleum Liquids | 3 | 7; 8; 9 | 55.8 | 39 | 56.2 | NR | IPP Non-CHP | 13.2 | Q | CHESTER 13 KV UNIT 7; CHESTER 13 KV UNIT 8; CHESTER 13 KV UNIT 9 | [10 empty] | 1969
3160 | PJM | Delaware Generating Station | 6035 | Constellation Power, Inc | 39.968 | -75.1252 | 1325 N. Beach St. | Philadelphia | PA | 19125 | Philadelphia | RFC | PJM | PJM Interconnection, LLC | Petroleum | Petroleum Liquids | 4 | 10; 11; 12; 9 | 77 | 56 | 78 | NR | IPP Non-CHP | 69 | Q | DELA PE 13 KV UNIT10; DELA PE 13 KV UNIT11; DELA PE 13 KV UNIT12; DELA PE 13 KV UNIT09 | [10 empty] | 1969
3161 | PJM | Eddystone Generating Station | 6035 | Constellation Power, Inc | 39.858 | -75.323 | #1 Industrial Hwy. | Eddystone | PA | 19022 | Delaware | RFC | PJM | PJM Interconnection, LLC | Mixed | Petroleum Liquids; Natural Gas Steam Turbine | 6 | 10; 20; 3; 30; 4; 40 | 861.6 | 820 | 838.2 | NR | IPP Non-CHP | 230 | Q | EDDYSTON13 KV UNIT10; EDDYSTON13 KV UNIT20; EDDYSTON20 KV UNIT03; EDDYSTON13 KV UNIT30; EDDYSTON20 KV UNIT04; EDDYSTON13 KV UNIT40 | [10 empty] | 1967 | 2025
3162 | PJM | Falls | 6035 | Constellation Power, Inc | 40.1765 | -74.79 | 1123 Old Bristol Pike | Morrisville | PA | 19067 | Bucks | RFC | PJM | PJM Interconnection, LLC | Petroleum | Petroleum Liquids | 3 | 1; 2; 3 | 63.6 | 51 | 62.1 | NR | IPP Non-CHP | 34 | Q | FALLS 13 KV UNIT01; FALLS 13 KV UNIT02; FALLS 13 KV UNIT03 | [10 empty] | 1970
3163 | PJM | Moser Generating Station | 6035 | Constellation Power, Inc | 40.2352 | -75.6193 | 1595 Industrial HWY | Pottstown | PA | 19464 | Montgomery | RFC | PJM | PJM Interconnection, LLC | Petroleum | Petroleum Liquids | 3 | 1; 2; 3 | 63.6 | 51 | 61.3 | NR | IPP Non-CHP | 34 | Q | MOSER 13 KV UNIT1; MOSER 13 KV UNIT2; MOSER 13 KV UNIT3 | [10 empty] | 1970
3164 | PJM | Muddy Run | 6035 | Constellation Power, Inc | 39.8076 | -76.2993 | 1925 River Road | Drumore | PA | 17518 | Lancaster | RFC | PJM | PJM Interconnection, LLC | Other | Hydroelectric Pumped Storage | 8 | 1; 2; 3; 4; 5; 6; 7; 8 | 1072 | 1058 | 1070 | NR | IPP Non-CHP | 220 | Q | MUDDYRN 13 KV UNIT1; MUDDYRN 13 KV UNIT2; MUDDYRN 13 KV UNIT3; MUDDYRN 13 KV UNIT4; MUDDYRN 13 KV UNIT5; MUDDYRN 13 KV UNIT6; MUDDYRN 13 KV UNIT7; MUDDYRN 13 KV UNIT8 | [10 empty] | 1967
3166 | PJM | Peach Bottom | 55951 | Constellation Nuclear | 39.7589 | -76.2687 | 1840 Lay Road | Delta | PA | 17314 | York | RFC | PJM | PJM Interconnection, LLC | Nuclear | Nuclear | 2 | 2; 3 | 2876.4 | 2549.4 | 2690.3 | NR | IPP Non-CHP | 500 | Q | 20141102; 20141103 | [10 empty] | 1974
3168 | PJM | Richmond Generating Station | 6035 | Constellation Power, Inc | 39.9845 | -75.0752 | 3901 N. Delaware Ave. | Phila. | PA | 19137 | Philadelphia | RFC | PJM | PJM Interconnection, LLC | Petroleum | Petroleum Liquids | 2 | 91; 92 | 131.6 | 98 | 133.3 | NR | IPP Non-CHP | 230 | Q | RICH PE 13 KV UNIT91; RICH PE 13 KV UNIT92 | [10 empty] | 1973
3169 | PJM | Schuylkill Generating Station | 6035 | Constellation Power, Inc | 39.9419 | -75.1883 | 2800 Christian St. | Phila. | PA | 19146 | Philadelphia | RFC | PJM | PJM Interconnection, LLC | Petroleum | Petroleum Liquids | 2 | 10; 11 | 39.8 | 30 | 40.3 | NR | IPP Non-CHP | 69 | Q | SCHUYLKI13 KV UNIT10; SCHUYLKI13 KV UNIT11 | [10 empty] | 1969
3170 | PJM | Southwark | 6035 | Constellation Power, Inc | 39.9144 | -75.135 | 2501 South Deleware Ave | Philadelphia | PA | 19148 | Philadelphia | RFC | PJM | PJM Interconnection, LLC | Petroleum | Petroleum Liquids | 4 | 3; 4; 5; 6 | 74.4 | 52 | 74 | NR | IPP Non-CHP | 69 | Q | SWARK 13 KV UNIT3; SWARK 13 KV UNIT4; SWARK 13 KV UNIT5; SWARK 13 KV UNIT6 | [10 empty] | 1967
3175 | PJM | Safe Harbor | 59364 | Safe Harbor | 39.9244 | -76.39 | 1 Power House Rd | Conestoga | PA | 17516 | Lancaster | RFC | PJM | PJM Interconnection, LLC | Other | Conventional Hydroelectric | 14 | 1; 10; 11; 12; 2; 3; 4; 41; 42; 5; 6; 7; 8; 9 | 417.5 | 417.5 | 417.5 | NR | IPP Non-CHP | 13.2 | Q | 50639; 50636; 50637; 50638; 50640; 50641; 50642; 50643; 50644; 50645; 50634; 50635 | [10 empty] | 1931
3176 | PJM | Hunlock Power Station | 61319 | Hunlock Energy, LLC | 41.2006 | -76.07 | 390 Route 11 | Hunlock Creek | PA | 18621 | Luzerne | RFC | PJM | PJM Interconnection, LLC | Natural Gas | Natural Gas Fired Combined Cycle | 3 | 3; 5; 6 | 145.9 | 125.2 | 128.9 | NR | IPP Non-CHP | 66 | Q | [11 empty] | 1959
3325 | WECC | Ben French | 19545 | Black Hills Power, Inc. | 44.0872 | -103.261 | 393 Deadwood Avenue | Rapid City | SD | 57702 | Pennington | WECC | WACM | Western Area Power Administration - Rocky Mountain Region | Mixed | Petroleum Liquids; Natural Gas Fired Combustion Turbine | 9 | 1; 2; 3; 4; 5; GT1; GT2; GT3; GT4 | 110 | 78 | 110 | RE | Electric Utility | 69 | I | [11 empty] | 1965
3338 | SPP | Aberdeen CT | 13809 | NorthWestern Energy - (SD) | 45.4299 | -98.494 | Hwy 10 | Aberdeen | SD | 57401 | Brown | MRO | SWPP | Southwest Power Pool | Mixed | Natural Gas Fired Combustion Turbine; Petroleum Liquids | 2 | 2; GT1 | 111 | 72.5 | 88 | RE | Electric Utility | 34.5 | I | [11 empty] | 1978
3341 | SPP | Clark (SD) | 13809 | NorthWestern Energy - (SD) | 44.8765 | -97.7321 | South Kansas Street | Clark | SD | 57225 | Clark | MRO | SWPP | Southwest Power Pool | Petroleum | Petroleum Liquids | 1 | 1 | 2.7 | 2.6 | 2.7 | RE | Electric Utility | 34.5 | I | [11 empty] | 1970
3342 | SPP | Faulkton | 13809 | NorthWestern Energy - (SD) | 45.0367 | -99.1202 | Hwy 212 | Faulkton | SD | 57438 | Faulk | MRO | SWPP | Southwest Power Pool | Petroleum | Petroleum Liquids | 1 | 1 | 2.7 | 2.5 | 2.5 | RE | Electric Utility | 34.5 | I | [11 empty] | 1969
3352 | MISO | Lake Preston | 14232 | Otter Tail Power Co | 44.3649 | -97.3811 | 401 Preston Avenue | Lake Preston | SD | 57249 | Kingsbury | MRO | MISO | Midcontinent Independent Transmission System Operator, Inc.. | Petroleum | Petroleum Liquids | 1 | 1A | 24.1 | 18.85 | 24.35 | RE | Electric Utility | 41.6 | I | OTP.HETLA | [10 empty] | 1978
3356 | SPP | Oahe | 19635 | USACE-Omaha | 44.4504 | -100.3866 | 28563 Powerhouse Rd | Pierre | SD | 57501 | Hughes | MRO | SWPP | Southwest Power Pool | Other | Conventional Hydroelectric | 7 | 1; 2; 3; 4; 5; 6; 7 | 786.1 | 714 | 714 | RE | Electric Utility | 230 | F | [11 empty] | 1962
3373 | SPP | Fort Randall | 19635 | USACE-Omaha | 43.0653 | -98.5539 | 399 Powerhouse Road | Pickstown | SD | 57367 | Charles Mix | MRO | SWPP | Southwest Power Pool | Other | Conventional Hydroelectric | 8 | 1; 2; 3; 4; 5; 6; 7; 8 | 320 | 360 | 360 | RE | Electric Utility | 230 | F | [11 empty] | 1954
3375 | SPP | Big Bend Dam | 19635 | USACE-Omaha | 44.0384 | -99.4463 | 33573 N. Shore Rd | Chamberlain | SD | 57325 | Buffalo | MRO | SWPP | Southwest Power Pool | Other | Conventional Hydroelectric | 8 | 1; 2; 3; 4; 5; 6; 7; 8 | 538.3 | 520 | 520 | RE | Electric Utility | 230 | F | [11 empty] | 1964
3456 | WECC | Newman | 5701 | El Paso Electric Co | 31.9836 | -106.4318 | 4900 Stan Roberts St. | El Paso | TX | 79934 | El Paso | WECC | EPE | El Paso Electric Company | Natural Gas | Natural Gas Steam Turbine; Natural Gas Fired Combined Cycle; Natural Gas Fired Combustion Turbine | 10 | 1; 2; 3; 4; 5CA1; 5CT1; 5CT2; 6; CT1; CT2 | 1109.8 | 930.8 | 967.8 | RE | Electric Utility | 115 | I | [11 empty] | 1960 | 2027
3457 | MISO | Lewis Creek | 55937 | Entergy Texas Inc. | 30.4356 | -95.5214 | 11191 Longstreet Road | Willis | TX | 77318 | Montgomery | SERC | MISO | Midcontinent Independent Transmission System Operator, Inc.. | Natural Gas | Natural Gas Steam Turbine | 2 | 1; 2 | 542.8 | 500 | 503.8 | RE | Electric Utility | 138 | I | EES.L_CREEK1; EES.L_CREEK2 | [10 empty] | 1970 | 2034
3459 | MISO | Sabine | 55937 | Entergy Texas Inc. | 30.0242 | -93.878 | 1000 Powerhouse Road | Orange | TX | 77630 | Orange | SERC | MISO | Midcontinent Independent Transmission System Operator, Inc.. | Natural Gas | Natural Gas Steam Turbine | 4 | 1; 3; 4; 5 | 1811.8 | 1493.5 | 1510.6 | RE | Electric Utility | 138 | I | EES.SABINE1; EES.SABINE3; EES.SABINE4; EES.SABINE5 | [10 empty] | 1962 | 2026
3476 | SPP | Knox Lee | 17698 | Southwestern Electric Power Co | 32.3766 | -94.6415 | 306 Knox Lee | Longview | TX | 75603 | Gregg | MRO | SWPP | Southwest Power Pool | Natural Gas | Natural Gas Steam Turbine | 1 | 5 | 351 | 342 | 348 | RE | Electric Utility | 138 | I | [11 empty] | 1974
3478 | SPP | Wilkes | 17698 | Southwestern Electric Power Co | 32.8482 | -94.548 | Highway 49 | Avinger | TX | 75630 | Marion | MRO | SWPP | Southwest Power Pool | Natural Gas | Natural Gas Steam Turbine | 3 | 1; 2; 3 | 882 | 883 | 901 | RE | Electric Utility | 345 | I | [11 empty] | 1964
3482 | SPP | Jones | 17718 | Southwestern Public Service Co | 33.5239 | -101.7392 | 5721 E FM 3020 | Lubbock | TX | 79408 | Lubbock | MRO | SWPP | Southwest Power Pool | Natural Gas | Natural Gas Steam Turbine; Natural Gas Fired Combustion Turbine | 4 | 1; 2; 3; 4 | 860.4 | 820 | 852 | RE | Electric Utility | 230 | I | SPS.JONES1; SPS.JONES2; SPS.JONES3; SPS.JONES4 | [10 empty] | 1971 | 2031
3484 | SPP | Nichols | 17718 | Southwestern Public Service Co | 35.2834 | -101.7464 | 7201 N. Lakeside Drive | Amarillo | TX | 79108 | Potter | MRO | SWPP | Southwest Power Pool | Natural Gas | Natural Gas Steam Turbine | 3 | 1; 2; 3 | 474.7 | 457 | 457 | RE | Electric Utility | 230 | I | SPS.NICHOLS1; SPS.NICHOLS2; SPS.NICHOLS3 | [10 empty] | 1960 | 2027
3485 | SPP | Plant X | 17718 | Southwestern Public Service Co | 34.1661 | -102.4114 | 5m S. on Earth on FM Rd 1055 | Earth | TX | 79031 | Lamb | MRO | SWPP | Southwest Power Pool | Natural Gas | Natural Gas Steam Turbine | 1 | 4 | 190.4 | 190 | 190 | RE | Electric Utility | 230 | I | SPS.PLANTX4 | [10 empty] | 1964 | 2027
3643 | WECC | Upper Beaver | 1434 | Beaver City Corporation | 38.2683 | -112.4806 | Hwy 153, 10 Mi E of Beaver | Beaver | UT | 84713 | Beaver | WECC | PACE | PacifiCorp - East | Other | Conventional Hydroelectric | 2 | 1; 2 | 2.5 | 2.5 | 2.5 | RE | Electric Utility | 46 | M | [11 empty] | 1907
3646 | WECC | Cutler Hydro | 14354 | PacifiCorp | 41.8347 | -112.0521 | 1365 W Cutler Dam Road | Collinston | UT | 84306 | Box Elder | WECC | PACE | PacifiCorp - East | Other | Conventional Hydroelectric | 2 | 1; 2 | 30 | 30 | 30 | RE | Electric Utility | 46 | I | [11 empty] | 1927
3648 | WECC | Gadsby | 14354 | PacifiCorp | 40.7686 | -111.9289 | 1407 West North Temple Rear | Salt Lake City | UT | 84104 | Salt Lake | WECC | PACE | PacifiCorp - East | Natural Gas | Natural Gas Steam Turbine; Natural Gas Fired Combustion Turbine | 6 | 1; 2; 3; 4; 5; 6 | 432.8 | 353.6 | 359.6 | RE | Electric Utility | 46 | I | [11 empty] | 1951 | 2032
3651 | WECC | Granite | 14354 | PacifiCorp | 40.6192 | -111.7821 | 4101 Big Cottonwood Canyon Rd | Salt lake City | UT | 84121 | Salt Lake | WECC | PACE | PacifiCorp - East | Other | Conventional Hydroelectric | 1 | 1 | 2 | 1.2 | 1.2 | RE | Electric Utility | 12.47 | I | [11 empty] | 1896
3656 | WECC | Pioneer | 14354 | PacifiCorp | 41.2436 | -111.9465 | 1218 12th Street | Ogden | UT | 84404 | Weber | WECC | PACE | PacifiCorp - East | Other | Conventional Hydroelectric | 2 | 1; 2 | 5 | 4 | 4 | RE | Electric Utility | 46 | I | [11 empty] | 1910
3658 | WECC | Snake Creek | 8366 | Heber Light & Power Company | 40.5449 | -111.5029 | Snake Creek Drive | Midway | UT | 84049 | Wasatch | WECC | PACE | PacifiCorp - East | Other | Conventional Hydroelectric | 2 | 1; 2 | 1.2 | 1 | 1 | RE | Electric Utility | 12.47 | M | [11 empty] | 1910
3659 | WECC | Stairs | 14354 | PacifiCorp | 40.6236 | -111.7533 | E. Big Cottonwood Canyon Road | Salt Lake City | UT | 84121 | Salt Lake | WECC | PACE | PacifiCorp - East | Other | Conventional Hydroelectric | 1 | 3 | 1 | 1.2 | 1.2 | RE | Electric Utility | 12.47 | I | [11 empty] | 1912
3661 | WECC | Weber | 14354 | PacifiCorp | 41.1376 | -111.8849 | 1 Mi E. of South Weber on I84 | South Weber | UT | 84403 | Weber | WECC | PACE | PacifiCorp - East | Other | Conventional Hydroelectric | 1 | 1 | 3.8 | 2 | 2 | RE | Electric Utility | 46 | I | [11 empty] | 1911
3665 | WECC | Bountiful City | 2010 | City of Bountiful | 40.8869 | -111.8853 | 253 South 200 W | Bountiful | UT | 84010 | Davis | WECC | PACE | PacifiCorp - East | Natural Gas | Natural Gas Fired Combustion Turbine | 3 | 1A; 2A; 3A | 30.4 | 24.5 | 32.1 | RE | Electric Utility | 46 | M | [11 empty] | 2001
3666 | WECC | Brigham City | 2220 | Brigham City Corporation | 41.5016 | -111.9934 | 450 South 1500 East | Brigham | UT | 84302 | Box Elder | WECC | PACE | PacifiCorp - East | Other | Conventional Hydroelectric | 3 | 1; 2; 8182 | 1.8 | 1.5 | 1.5 | RE | Electric Utility | 4 | M | [11 empty] | 1921
3675 | WECC | Hydro III | 11135 | City of Logan - (UT) | 41.7464 | -111.746 | 3700 E Hwy 89 | Logan | UT | 84321 | Cache | WECC | PACE | PacifiCorp - East | Other | Conventional Hydroelectric | 2 | HY1; HY2 | 1.4 | 1.4 | 0.4 | RE | Electric Utility | 12 | M | [11 empty] | 1925
3676 | WECC | Manti Upper | 11588 | City of Manti - (UT) | 39.2559 | -111.6215 | 5000 East 500 South | Manti | UT | 84642 | Sanpete | WECC | PACE | PacifiCorp - East | Other | Conventional Hydroelectric | 2 | 1; HC2 | 1.6 | 1.2 | 0.2 | RE | Electric Utility | 4 | M | [11 empty] | 1939
3688 | WECC | Bartholomew | 17845 | City of Springville - (UT) | 40.1671 | -111.4995 | 3593 LeftFork, Hobble Creek Cn | Springville | UT | 84663 | Utah | WECC | PACE | PacifiCorp - East | Other | Conventional Hydroelectric | 1 | 2 | 1 | 1 | 1 | RE | Electric Utility | 12.46 | M | [11 empty] | 1988
3691 | WECC | Spanish Fork | 18205 | Strawberry Water Users Assn | 40.08 | -111.6048 | 2100 E. Powerhouse Rd. | Spanish Fork | UT | 84660 | Utah | WECC | PACE | PacifiCorp - East | Other | Conventional Hydroelectric | 3 | 1; 2; 3 | 3.6 | 3.6 | 3.6 | RE | Electric Utility | 46 | I | [11 empty] | 1937
3697 | WECC | Gateway | 20255 | Weber Basin Water Conserv Dist | 41.1365 | -111.8314 | 6430 Gateway Drive | Mountain Green | UT | 84050 | Morgan | WECC | PACE | PacifiCorp - East | Other | Conventional Hydroelectric | 2 | 1; 2 | 4 | 4 | 4 | RE | Electric Utility | 46 | P | [11 empty] | 1958
3698 | WECC | Wanship | 20255 | Weber Basin Water Conserv Dist | 40.7904 | -111.4043 | 3145 Rockport Dr | Wanship | UT | 84017 | Summit | WECC | PACE | PacifiCorp - East | Other | Conventional Hydroelectric | 1 | 1 | 1.9 | 1.9 | 1.9 | RE | Electric Utility | 12.5 | P | [11 empty] | 1958
3699 | WECC | Boulder | 6957 | Garkane Energy Coop, Inc | 37.9858 | -111.4383 | 5701 North Highway 12 | Boulder | UT | 84716 | Garfield | WECC | WACM | Western Area Power Administration - Rocky Mountain Region | Other | Conventional Hydroelectric | 3 | 1; 2; 3 | 4.2 | 4.2 | 4.2 | RE | Electric Utility | 2.4 | C | [11 empty] | 1958
3704 | WECC | Uintah | 12866 | Moon Lake Electric Assn Inc | 40.5381 | -110.0661 | Uintah Canyon Farm Creek Junct | Neola | UT | 84053 | Duchesne | WECC | WACM | Western Area Power Administration - Rocky Mountain Region | Other | Conventional Hydroelectric | 2 | 1; 2 | 1.2 | 1.2 | 1.2 | RE | Electric Utility | 12.5 | C | [11 empty] | 1920
3772 | PJM | Buck Hydro | 733 | Appalachian Power Co | 36.8082 | -80.9387 | Route 737 | Ivanhoe | VA | 24350 | Carroll | RFC | PJM | PJM Interconnection, LLC | Other | Conventional Hydroelectric | 3 | 1; 2; 3 | 8.4 | 9 | 15.9 | RE | Electric Utility | 13.2 | I | [11 empty] | 1912
3773 | PJM | Byllesby 2 | 733 | Appalachian Power Co | 36.7858 | -80.9333 | Route 602 | Ivanhoe | VA | 24350 | Carroll | RFC | PJM | PJM Interconnection, LLC | Other | Conventional Hydroelectric | 4 | 1; 2; 3; 4 | 21.6 | 31.6 | 17.6 | RE | Electric Utility | 69 | I | [11 empty] | 1912
3774 | PJM | Claytor | 733 | Appalachian Power Co | 37.075 | -80.5847 | Route 605 | Radford | VA | 24141 | Pulaski | RFC | PJM | PJM Interconnection, LLC | Other | Conventional Hydroelectric | 4 | 1; 2; 3; 4 | 74.8 | 58.8 | 112.8 | RE | Electric Utility | 138 | I | [11 empty] | 1939
3775 | PJM | Clinch River | 733 | Appalachian Power Co | 36.9333 | -82.1997 | State Route 82 | Cleveland | VA | 24225 | Russell | RFC | PJM | PJM Interconnection, LLC | Natural Gas | Natural Gas Steam Turbine | 2 | 1; 2 | 475 | 460 | 470 | RE | Electric Utility | 138 | I | [11 empty] | 1958 | 2030
3777 | PJM | Leesville | 733 | Appalachian Power Co | 37.0933 | -79.4025 | Rt. 754 | Hurt | VA | 24563 | Pittsylvania | RFC | PJM | PJM Interconnection, LLC | Other | Conventional Hydroelectric | 2 | 1; 2 | 40 | 50 | 50 | RE | Electric Utility | 138 | I | [11 empty] | 1964
3778 | PJM | Niagara | 733 | Appalachian Power Co | 37.2544 | -79.8756 | 1495 Niagara Rd | Vinton | VA | 24179 | Roanoke | RFC | PJM | PJM Interconnection, LLC | Other | Conventional Hydroelectric | 2 | 1; 2 | 3.6 | 1.8 | 2.6 | RE | Electric Utility | 12 | I | [11 empty] | 1954
3779 | PJM | Reusens | 57280 | Eagle Creek Renewable Energy, LLC | 37.4639 | -79.1856 | 4300 Hydro Street | Lynchburg | VA | 24503 | Campbell | RFC | PJM | PJM Interconnection, LLC | Other | Conventional Hydroelectric | 5 | 1; 2; 3; 4; 5 | 12.5 | 12.5 | 12.5 | NR | IPP Non-CHP | 34.5 | Q | 32418507 | [10 empty] | 1903
3780 | PJM | Smith Mountain | 733 | Appalachian Power Co | 37.0413 | -79.5356 | Route 1 | Penhook | VA | 24141 | Pittsylvania | RFC | PJM | PJM Interconnection, LLC | Other | Hydroelectric Pumped Storage; Conventional Hydroelectric | 5 | 1; 2; 3; 4; 5 | 547.5 | 586 | 586 | RE | Electric Utility | 138 | I | [11 empty] | 1965
3782 | PJM | Bayview | 56609 | Calpine Mid-Atlantic Generation LLC | 37.2717 | -75.9682 | Rt 684; 22872 Bayview Circle | Bayview | VA | 23316 | Northampton | RFC | PJM | PJM Interconnection, LLC | Petroleum | Petroleum Liquids | 6 | BAYV; BYV2; BYV3; BYV4; BYV5; BYV6 | 12 | 12.6 | 12.6 | NR | IPP Non-CHP | 69 | Q | 50872; 50873; 50874; 50875; 50876; 50877 | [10 empty] | 1963
3785 | PJM | Tasley | 56609 | Calpine Mid-Atlantic Generation LLC | 37.7061 | -75.7031 | 21417 Taylor Road | Tasley | VA | 23441 | Accomack | RFC | PJM | PJM Interconnection, LLC | Petroleum | Petroleum Liquids | 1 | TAS | 27 | 29.9 | 40.3 | NR | IPP Non-CHP | 69 | Q | 50924 | [10 empty] | 1972
3789 | PJM | Luray Hydro Station | 57280 | Eagle Creek Renewable Energy, LLC | 38.6767 | -78.4989 | 650 Power Dam Road | Luray | VA | 22835 | Page | RFC | PJM | PJM Interconnection, LLC | Other | Conventional Hydroelectric | 3 | 1; 2; 3 | 1.6 | 1.1 | 1.6 | NR | IPP Non-CHP | 34.5 | Q | RIVERTON138KV DUM HYD | [10 empty] | 1927
3790 | PJM | Newport Hydro Station | 57280 | Eagle Creek Renewable Energy, LLC | 38.5714 | -78.5936 | -- | Newport | VA | 24128 | Page | RFC | PJM | PJM Interconnection, LLC | Other | Conventional Hydroelectric | 3 | 1; 2; 3 | 1.4 | 1.3 | 1.5 | NR | IPP Non-CHP | 34.5 | Q | RIVERTON138KV DUM HYD | [10 empty] | 1923
3797 | PJM | Chesterfield | 19876 | Virginia Electric & Power Co | 37.3822 | -77.3833 | 500 Coxendale Road | Chester | VA | 23831 | Chesterfield | SERC | PJM | PJM Interconnection, LLC | Natural Gas | Natural Gas Fired Combined Cycle | 4 | CT7; CT8; CW7; CW8 | 446.6 | 385.5 | 467 | RE | Electric Utility | 230 | I | [11 empty] | 1990
3798 | PJM | Cushaw | 61891 | Cushaw Hydro LLC | 37.5929 | -79.3808 | Mt Grove CR-01 600 N. | Warm Springs | VA | 24526 | Amherst | SERC | PJM | PJM Interconnection, LLC | Other | Conventional Hydroelectric | 5 | 1; 2; 3; 4; 5 | 7.5 | 2 | 2 | RE | Electric Utility | 115 | Q | [11 empty] | 1930
3799 | PJM | Low Moor | 19876 | Virginia Electric & Power Co | 37.777 | -79.892 | 9319 Rich Patch Road | Covington | VA | 24426 | Alleghany | SERC | PJM | PJM Interconnection, LLC | Petroleum | Petroleum Liquids | 4 | GT1; GT2; GT3; GT4 | 82.8 | 48 | 65 | RE | Electric Utility | 138 | I | [11 empty] | 1971
3800 | PJM | Northern Neck | 19876 | Virginia Electric & Power Co | 37.95 | -76.711 | 819 Indian Field Road | Warsaw | VA | 22572 | Richmond | SERC | PJM | PJM Interconnection, LLC | Petroleum | Petroleum Liquids | 4 | GT1; GT2; GT3; GT4 | 82.8 | 47 | 65.4 | RE | Electric Utility | 115 | I | [11 empty] | 1971
3803 | PJM | Chesapeake | 19876 | Virginia Electric & Power Co | 36.7711 | -76.3019 | 2701 Vepco Street | Chesapeake | VA | 23323 | Chesapeake | SERC | PJM | PJM Interconnection, LLC | Petroleum | Petroleum Liquids | 3 | 6; GT1; GT4 | 51.1 | 38.9 | 54.5 | RE | Electric Utility | 115 | I | [11 empty] | 1967
3804 | PJM | Possum Point | 19876 | Virginia Electric & Power Co | 38.5367 | -77.2806 | 19000 Possum Point Road | Dumfries | VA | 22026 | Prince William | SERC | PJM | PJM Interconnection, LLC | Mixed | Natural Gas Fired Combined Cycle; Petroleum Liquids | 9 | 6A; 6B; 6ST; GT1; GT2; GT3; GT4; GT5; GT6 | 709 | 644.5 | 761 | RE | Electric Utility | 230 | I | [11 empty] | 1968
3806 | PJM | Surry | 19876 | Virginia Electric & Power Co | 37.1661 | -76.6986 | 5570 Hog Island Road | Surry | VA | 23883 | Surry | SERC | PJM | PJM Interconnection, LLC | Nuclear | Nuclear | 2 | 1; 2 | 1695 | 1676 | 1750 | RE | Electric Utility | 500 | I | [11 empty] | 1972
3821 | PJM | Snowden | 1456 | Town of Bedford - (VA) | 37.5736 | -79.3715 | 7443 Elon Road | Big Island | VA | 24526 | Bedford | RFC | PJM | PJM Interconnection, LLC | Other | Conventional Hydroelectric | 2 | 4; 5 | 5 | 5 | 5 | RE | Electric Utility | 23 | M | [11 empty] | 1987
3825 | PJM | Pinnacles | 64642 | Northbrook Virginia Hydro, LLC | 36.6669 | -80.4479 | 6211 Kibler Valley Road | Ararat | VA | 24053 | Patrick | RFC | PJM | PJM Interconnection, LLC | Other | Conventional Hydroelectric | 4 | 1; 2; 3; 4 | 11.8 | 11.1 | 11.1 | NR | IPP Non-CHP | 69 | Q | [11 empty] | 1938
3826 | PJM | Martinsville | 11770 | City of Martinsville - (VA) | 36.6641 | -79.8836 | 1820 Greensboro Rd | Martinsville | VA | 24112 | Henry | RFC | PJM | PJM Interconnection, LLC | Other | Conventional Hydroelectric | 2 | 1; 2 | 1.3 | 1.2 | 1.2 | RE | Electric Utility | 4.16 | M | BLUE RIDGE | [10 empty] | 1932
3827 | PJM | Radford | 15619 | City of Radford - (VA) | 37.0784 | -80.5727 | 701 17th Street | Radford | VA | 24141 | Pulaski | RFC | PJM | PJM Interconnection, LLC | Other | Conventional Hydroelectric | 1 | 1 | 1 | 1 | 1 | RE | Electric Utility | 4.16 | M | [11 empty] | 1934
3833 | PJM | John H Kerr | 18574 | USCE-Wilmington District | 36.5994 | -78.3005 | 5460 Buggs Island Road | Boydton | VA | 23917 | Mecklenburg | SERC | PJM | PJM Interconnection, LLC | Other | Conventional Hydroelectric | 9 | 1; 2; 3; 4; 5; 6; 7; A; B | 296.8 | 296.6 | 296.6 | RE | Electric Utility | 115 | F | KERRDP 115KV TX1 | [10 empty] | 1952
3834 | PJM | Philpott Lake | 18574 | USCE-Wilmington District | 36.7803 | -80.0281 | 810 Spillway Road | Bassett | VA | 24055 | Henry | RFC | PJM | PJM Interconnection, LLC | Other | Conventional Hydroelectric | 3 | 1; 2; 3 | 14 | 15.6 | 15.6 | RE | Electric Utility | 138 | F | [11 empty] | 1953
3845 | WECC | Transalta Centralia Generation | 19099 | TransAlta Centralia Gen LLC | 46.7559 | -122.8598 | 913 Big Hanaford Rd. | Centralia | WA | 98531 | Lewis | WECC | BPAT | Bonneville Power Administration | Coal | Conventional Steam Coal | 1 | 2 | 729.9 | 670 | 670 | NR | IPP Non-CHP | 500 | Q | [11 empty] | 1973 | 2025
3847 | WECC | Merwin | 14354 | PacifiCorp | 45.9567 | -122.5544 | 300 Merwin Village Road | Ariel | WA | 98603 | Cowlitz | WECC | PACW | PacifiCorp - West | Other | Conventional Hydroelectric | 4 | 1; 2; 3; House | 136 | 151 | 151 | RE | Electric Utility | 115 | I | [11 empty] | 1931
3850 | WECC | Swift 1 | 14354 | PacifiCorp | 46.0608 | -122.2017 | Rd 91013 at Swift Creek Res. | Cougar | WA | 98616 | Skamania | WECC | PACW | PacifiCorp - West | Other | Conventional Hydroelectric | 3 | HY11; HY12; HY13 | 240 | 263.7 | 263.7 | RE | Electric Utility | 230 | I | [11 empty] | 1958
3852 | WECC | Yale | 14354 | PacifiCorp | 45.9628 | -122.3355 | 200 Yale Village Road | Amboy | WA | 98601 | Cowlitz | WECC | PACW | PacifiCorp - West | Other | Conventional Hydroelectric | 2 | 1; 2 | 134 | 163.6 | 163.6 | RE | Electric Utility | 115 | I | [11 empty] | 1953
3853 | WECC | Crystal Mountain | 15500 | Puget Sound Energy Inc | 46.9535 | -121.4752 | 5-1/2 miles up Crystal Mt Blvd | Greenwater | WA | 98446 | Pierce | WECC | PSEI | Puget Sound Energy | Petroleum | Petroleum Liquids | 1 | 1 | 2.7 | 2.5 | 2.5 | RE | Electric Utility | 12.5 | I | [11 empty] | 1969
3854 | WECC | Electron | 59866 | Electron Hydro LLC | 46.991 | -122.1749 | 19318 Electron Road | Orting | WA | 98360 | Pierce | WECC | PSEI | Puget Sound Energy | Other | Conventional Hydroelectric | 4 | 1; 2; 3; 4 | 22.8 | 25.8 | 25.8 | NR | IPP Non-CHP | 115 | Q | [11 empty] | 1904
3855 | WECC | Lower Baker | 15500 | Puget Sound Energy Inc | 48.5478 | -121.7407 | 46110 E Main St | Concrete | WA | 98237 | Skagit | WECC | PSEI | Puget Sound Energy | Other | Conventional Hydroelectric | 2 | 3; 4 | 103.9 | 102.4 | 102.4 | RE | Electric Utility | 115 | I | [11 empty] | 1960
3860 | WECC | Snoqualmie | 15500 | Puget Sound Energy Inc | 47.5401 | -121.837 | 37820 SE 69th St. | Snoqualmie | WA | 98065 | King | WECC | PSEI | Puget Sound Energy | Other | Conventional Hydroelectric | 5 | 1; 2; 3; 4; 5A | 12.8 | 12.1 | 12.1 | RE | Electric Utility | 115 | I | [11 empty] | 1898
3861 | WECC | Upper Baker | 15500 | Puget Sound Energy Inc | 48.649 | -121.6907 | 46110 E Main St | Concrete | WA | 98237 | Whatcom | WECC | PSEI | Puget Sound Energy | Other | Conventional Hydroelectric | 2 | 1; 2 | 104.8 | 103.4 | 103.4 | RE | Electric Utility | 115 | I | [11 empty] | 1959
3866 | WECC | Little Falls (WA) | 20169 | Avista Corp | 47.8217 | -117.9167 | 49557 Little Falls Rd E | Ford | WA | 99013 | Lincoln | WECC | AVA | Avista Corporation | Other | Conventional Hydroelectric | 4 | 1; 2; 3; 4 | 43.2 | 43.2 | 43.2 | RE | Electric Utility | 115 | I | [11 empty] | 1910
3867 | WECC | Long Lake | 20169 | Avista Corp | 47.8344 | -117.8361 | 53200 Long Lake Road E. | Ford | WA | 99013 | Lincoln | WECC | AVA | Avista Corporation | Other | Conventional Hydroelectric | 4 | 1; 2; 3; 4 | 70 | 89.5 | 89.5 | RE | Electric Utility | 115 | I | [11 empty] | 1915
3868 | WECC | Meyers Falls | 9143 | Hydro Technology Systems Inc | 48.5953 | -118.0603 | 1680 S. Juniper St. | Kettle Falls | WA | 99141 | Stevens | WECC | AVA | Avista Corporation | Other | Conventional Hydroelectric | 4 | UN1; UN2; UNA; UNB | 1.6 | 1.6 | 1.6 | NR | IPP Non-CHP | 13.8 | Q | [11 empty] | 1915
3869 | WECC | Nine Mile | 20169 | Avista Corp | 47.7697 | -117.5372 | W. 9602 Old Charles Road | Nine Mile | WA | 99026 | Spokane | WECC | AVA | Avista Corporation | Other | Conventional Hydroelectric | 4 | 1; 2; 3N; 4N | 37.6 | 37.6 | 37.6 | RE | Electric Utility | 115 | I | [11 empty] | 1908
3878 | WECC | Yelm | 3295 | City of Centralia - (WA) | 46.9749 | -122.6358 | 14024 Yelm Hwy. S. E. | Yelm | WA | 98597 | Thurston | WECC | BPAT | Bonneville Power Administration | Other | Conventional Hydroelectric | 3 | 1; 2; 3 | 12 | 11.4 | 11.4 | RE | Electric Utility | 69 | M | [11 empty] | 1930
3883 | WECC | Rocky Reach | 3413 | PUD No 1 of Chelan County | 47.5336 | -120.2953 | Rocky Reach Dam | Wenatchee | WA | 98801 | Chelan | WECC | CHPD | Public Utility District No. 1 of Chelan County | Other | Conventional Hydroelectric | 11 | C-1; C-10; C-11; C-2; C-3; C-4; C-5; C-6; C-7; C-8; C-9 | 1299.6 | 1253.9 | 1253.9 | RE | Electric Utility | 230 | P | [11 empty] | 1961
3886 | WECC | Wells | 5326 | PUD No 1 of Douglas County | 47.9469 | -119.8653 | 28905 Highway 97 | Chelan | WA | 98816 | Chelan | WECC | DOPD | PUD No. 1 of Douglas County | Other | Conventional Hydroelectric | 10 | U-1; U-10; U-2; U-3; U-4; U-5; U-6; U-7; U-8; U-9 | 855.2 | 875 | 875 | RE | Electric Utility | 230 | P | [11 empty] | 1967
3887 | WECC | Priest Rapids | 14624 | PUD No 2 of Grant County | 46.6451 | -119.908 | 29086 Highway 243 South | Mattawa | WA | 99349 | Grant | WECC | BPAT | Bonneville Power Administration | Other | Conventional Hydroelectric | 10 | 1; 10; 2; 3; 4; 5; 6; 7; 8; 9 | 950 | 950 | 950 | RE | Electric Utility | 230 | P | [11 empty] | 1959
3888 | WECC | Wanapum | 14624 | PUD No 2 of Grant County | 46.8731 | -119.9703 | 14353 Highway 243 | Beverly | WA | 99321 | Grant | WECC | GCPD | Public Utility District No. 2 of Grant County, Washington | Other | Conventional Hydroelectric | 10 | 10A; 1A; 2A; 3A; 4A; 5A; 6A; 7A; 8A; 9A | 1220 | 1220 | 1220 | RE | Electric Utility | 230 | P | [11 empty] | 2011
3891 | WECC | Box Canyon | 14653 | PUD No 1 of Pend Oreille County | 48.7809 | -117.4183 | 7492 Hwy 31 | Ione | WA | 99139 | Pend Oreille | WECC | AVA | Avista Corporation | Other | Conventional Hydroelectric | 4 | 1; 2; 3; 4 | 90 | 90 | 90 | RE | Electric Utility | 115 | P | [11 empty] | 1955
3895 | WECC | The Dalles | 19400 | USACE Northwestern Division | 45.614 | -121.1346 | 3545 Bret Clodfelter Way | The Dalles | OR | 97058 | Wasco | WECC | BPAT | Bonneville Power Administration | Other | Conventional Hydroelectric | 24 | 1; 10; 11; 12; 13; 14; 15; 16; 17; 18; 19; 2; 20; 21; 22; 3; 4; 5; 6; 7; 8; 9; F1; F2 | 1819.7 | 1822.7 | 1822 | RE | Electric Utility | 230 | F | [11 empty] | 1957
3913 | WECC | Alder | 18429 | City of Tacoma - (WA) | 46.8016 | -122.3102 | 46502 Mountain Highway East | La Grande | WA | 98348 | Pierce | WECC | TPWR | City of Tacoma, Department of Public Utilities, Light Division | Other | Conventional Hydroelectric | 2 | 11; 12 | 50 | 51 | 42 | RE | Electric Utility | 110 | M | [11 empty] | 1945
3914 | WECC | Cushman 1 | 18429 | City of Tacoma - (WA) | 47.4181 | -123.2252 | North 21451 Highway 101 | Shelton | WA | 98584 | Mason | WECC | TPWR | City of Tacoma, Department of Public Utilities, Light Division | Other | Conventional Hydroelectric | 2 | 21; 22 | 43.2 | 53.4 | 38 | RE | Electric Utility | 110 | M | [11 empty] | 1926
3915 | WECC | Cushman 2 | 18429 | City of Tacoma - (WA) | 47.3698 | -123.1603 | North 21451 Highway 101 | Shelton | WA | 98584 | Mason | WECC | TPWR | City of Tacoma, Department of Public Utilities, Light Division | Other | Conventional Hydroelectric | 5 | 31; 32; 33; 34; 35 | 84.6 | 93.6 | 93.6 | RE | Electric Utility | 110 | M | [11 empty] | 1930
3916 | WECC | LaGrande | 18429 | City of Tacoma - (WA) | 46.8328 | -122.3196 | 46502 Moutain Highway East | La Grande | WA | 98348 | Pierce | WECC | TPWR | City of Tacoma, Department of Public Utilities, Light Division | Other | Conventional Hydroelectric | 5 | 1; 2; 3; 4; 5 | 64 | 64 | 64 | RE | Electric Utility | 110 | M | [11 empty] | 1912
3917 | WECC | Mayfield | 18429 | City of Tacoma - (WA) | 46.5035 | -122.5885 | 418 Gershick Road | Silver Creek | WA | 98585 | Lewis | WECC | TPWR | City of Tacoma, Department of Public Utilities, Light Division | Other | Conventional Hydroelectric | 4 | 41; 42; 43; 44 | 162 | 164 | 164 | RE | Electric Utility | 240 | M | [11 empty] | 1963
3918 | WECC | Mossyrock | 18429 | City of Tacoma - (WA) | 46.5347 | -122.4247 | 418 Gershick Road | Silver Creek | WA | 98585 | Lewis | WECC | TPWR | City of Tacoma, Department of Public Utilities, Light Division | Other | Conventional Hydroelectric | 2 | 51; 52 | 300 | 343 | 322.3 | RE | Electric Utility | 240 | M | [11 empty] | 1968
3921 | WECC | Chief Joseph | 19400 | USACE Northwestern Division | 47.9951 | -119.6404 | Hayden Rd | Bridgeport | WA | 98813 | Douglas | WECC | BPAT | Bonneville Power Administration | Other | Conventional Hydroelectric | 27 | 1; 10; 11; 12; 13; 14; 15; 16; 17; 18; 19; 2; 20; 21; 22; 23; 24; 25; 26; 27; 3; 4; 5; 6; 7; 8; 9 | 2456.2 | 2456.2 | 2456.2 | RE | Electric Utility | 500 | F | [11 empty] | 1955
3925 | WECC | Ice Harbor | 19400 | USACE Northwestern Division | 46.2498 | -118.8798 | 2763 Monument Drive | Burbank | WA | 99323 | Walla Walla | WECC | BPAT | Bonneville Power Administration | Other | Conventional Hydroelectric | 6 | 1; 2; 3; 4; 5; 6 | 603 | 513 | 513 | RE | Electric Utility | 115 | F | [11 empty] | 1962
3926 | WECC | Little Goose | 19400 | USACE Northwestern Division | 46.5838 | -118.0273 | 1001 Little Goose Dam Road | Dayton | WA | 99328 | Columbia | WECC | BPAT | Bonneville Power Administration | Other | Conventional Hydroelectric | 6 | 1; 2; 3; 4; 5; 6 | 810 | 810 | 810 | RE | Electric Utility | 500 | F | [11 empty] | 1970
3927 | WECC | Lower Monumental | 19400 | USACE Northwestern Division | 46.5635 | -118.5397 | 5520 Devils Canyon Road | Kahlotus | WA | 99335 | Walla Walla | WECC | BPAT | Bonneville Power Administration | Other | Conventional Hydroelectric | 6 | 1; 2; 3; 4; 5; 6 | 810 | 810 | 810 | RE | Electric Utility | 500 | F | [11 empty] | 1969
3929 | WECC | Packwood | 20160 | Energy Northwest | 46.5958 | -121.5694 | 179 Powerhouse Road | Packwood | WA | 98361 | Lewis | WECC | BPAT | Bonneville Power Administration | Other | Conventional Hydroelectric | 1 | 1 | 27.5 | 26 | 26 | RE | Electric Utility | 115 | S | [11 empty] | 1964
3935 | PJM | John E Amos | 733 | Appalachian Power Co | 38.4731 | -81.8233 | U.S. Route 35 | St Albans | WV | 25213 | Putnam | RFC | PJM | PJM Interconnection, LLC | Coal | Conventional Steam Coal | 3 | 1; 2; 3 | 2932.6 | 2900 | 2899 | RE | Electric Utility | 765 | I | [11 empty] | 1971
3943 | PJM | FirstEnergy Fort Martin Power Station | 12796 | Monongahela Power Co | 39.7108 | -79.9275 | PO Box 247 | Maidsville | WV | 26541 | Monongalia | RFC | PJM | PJM Interconnection, LLC | Coal | Conventional Steam Coal | 2 | 1; 2 | 1152 | 1098 | 1098 | RE | Electric Utility | 500 | I | FTMARTIN22KV GEN 1; FTMARTIN22KV GEN 2 | [10 empty] | 1967
3944 | PJM | FirstEnergy Harrison Power Station | 12796 | Monongahela Power Co | 39.3842 | -80.3325 | PO Box 600 | Haywood | WV | 26366 | Harrison | RFC | PJM | PJM Interconnection, LLC | Coal | Conventional Steam Coal | 3 | 1; 2; 3 | 2052 | 1954 | 1984 | RE | Electric Utility | 500 | I | HARR APS20KV GEN1; HARR APS20KV GEN2 | [10 empty] | 1972
3948 | PJM | Mitchell (WV) | 22053 | Kentucky Power Co | 39.8297 | -80.8153 | W.Va. State Route 2 | Captina | WV | 26041 | Marshall | RFC | PJM | PJM Interconnection, LLC | Coal | Conventional Steam Coal | 2 | 1; 2 | 1632.6 | 1560 | 1560 | RE | Electric Utility | 765 | I | [11 empty] | 1971
3954 | PJM | Mt Storm | 19876 | Virginia Electric & Power Co | 39.2008 | -79.2636 | HC 76, Box 430 | Mount Storm | WV | 26739 | Grant | RFC | PJM | PJM Interconnection, LLC | Mixed | Conventional Steam Coal; Petroleum Liquids | 4 | 1; 2; 3; JF1 | 1680.9 | 1624.5 | 1651.8 | RE | Electric Utility | 500 | I | [11 empty] | 1965
3971 | MISO | Biron | 4247 | Consolidated Water Power Co | 44.4306 | -89.7808 | 621 North Biron Drive | Biron | WI | 54494 | Wood | MRO | MISO | Midcontinent Independent Transmission System Operator, Inc.. | Other | Conventional Hydroelectric | 8 | 1; 2; 3; 4; 5; 6; 7; 9 | 5.8 | 5.6 | 5.6 | RE | Electric Utility | 46 | I | [11 empty] | 1896
3972 | MISO | Du Bay | 4247 | Consolidated Water Power Co | 44.6647 | -89.6511 | Dam Road | Eau Pleine | WI | 54455 | Portage | MRO | MISO | Midcontinent Independent Transmission System Operator, Inc.. | Other | Conventional Hydroelectric | 4 | 1; 2; 3; 4 | 7.2 | 7.2 | 7.2 | RE | Electric Utility | 46 | I | [11 empty] | 1942
3973 | MISO | Stevens Point | 4247 | Consolidated Water Power Co | 44.5153 | -89.585 | 707 Arlington Place | Stevens Point | WI | 54481 | Portage | MRO | MISO | Midcontinent Independent Transmission System Operator, Inc.. | Other | Conventional Hydroelectric | 6 | 1; 2; 3; 4; 5; 6 | 4.8 | 4.8 | 4.8 | RE | Electric Utility | 46 | I | [11 empty] | 1918
3974 | MISO | Wisconsin Rapids | 4247 | Consolidated Water Power Co | 44.3939 | -89.825 | 310 3rd. Avenue | Wisconsin Rapids | WI | 54495 | Wood | MRO | MISO | Midcontinent Independent Transmission System Operator, Inc.. | Other | Conventional Hydroelectric | 10 | 1; 10; 2; 3; 4; 5; 6; 7; 8; 9 | 8.1 | 8.1 | 8.1 | RE | Electric Utility | 46 | I | [11 empty] | 1903
3975 | MISO | Whiting | 4247 | Consolidated Water Power Co | 44.4889 | -89.5756 | 2627 Whiting Road | Whiting | WI | 54481 | Portage | MRO | MISO | Midcontinent Independent Transmission System Operator, Inc.. | Other | Conventional Hydroelectric | 10 | 1; 10; 2; 3; 4; 5; 6; 7; 8; 9 | 5.1 | 9 | 9 | RE | Electric Utility | 46 | I | [11 empty] | 1891
3976 | MISO | Gordon | 4715 | Dahlberg Light & Power Co | 46.2367 | -91.7855 | 9891E County Road G | Gordon | WI | 54838 | Douglas | MRO | MISO | Midcontinent Independent Transmission System Operator, Inc.. | Petroleum | Petroleum Liquids | 4 | 3; 4; 5; 6 | 7 | 2.8 | 2.8 | RE | Electric Utility | 69 | I | [11 empty] | 1949
3982 | MISO | Bay Front | 13781 | Northern States Power Co - Minnesota | 46.5872 | -90.9017 | 122 N. 14th Ave West | Ashland | WI | 54806 | Ashland | MRO | MISO | Midcontinent Independent Transmission System Operator, Inc.. | Mixed | Wood/Wood Waste Biomass; Natural Gas Steam Turbine | 2 | 5; 6 | 47.2 | 41 | 41 | RE | Electric Utility | 88 | I | NSP BAYFRNT BAYFRN_5_UNIT; NSP BAYFRNT BAYFRN_6_UNIT | [10 empty] | 1952
3983 | MISO | Big Falls | 13781 | Northern States Power Co - Minnesota | 45.4917 | -91.0469 | West 5506 Dam Road | Glen Fora | WI | 54563 | Rusk | MRO | MISO | Midcontinent Independent Transmission System Operator, Inc.. | Other | Conventional Hydroelectric | 3 | 1; 2; 3 | 7.7 | 3.3 | 3 | RE | Electric Utility | 69 | I | NSP BIGFALL BIGFAL_A_UNIT | [10 empty] | 1922
3986 | MISO | Ladysmith Dam | 13781 | Northern States Power Co - Minnesota | 45.4644 | -91.0836 | E. Warden Ave. | Ladysmith | WI | 54848 | Rusk | MRO | MISO | Midcontinent Independent Transmission System Operator, Inc.. | Other | Conventional Hydroelectric | 3 | 1; 2; 3 | 3.4 | 1 | 0.8 | RE | Electric Utility | 23.9 | I | [11 empty] | 1940
3988 | MISO | Thornapple | 13781 | Northern States Power Co - Minnesota | 45.4111 | -91.2183 | Dam Rd. | Bruce | WI | 54848 | Rusk | MRO | MISO | Midcontinent Independent Transmission System Operator, Inc.. | Other | Conventional Hydroelectric | 2 | 1; 2 | 1.4 | 0.8 | 0.8 | RE | Electric Utility | 23.9 | I | [11 empty] | 1927
3989 | MISO | White River (WI) | 13781 | Northern States Power Co - Minnesota | 46.4983 | -90.9039 | Highway 12 | Ashland | WI | 54806 | Ashland | MRO | MISO | Midcontinent Independent Transmission System Operator, Inc.. | Other | Conventional Hydroelectric | 2 | 1; 2 | 1 | 0.4 | 0.4 | RE | Electric Utility | 69 | I | [11 empty] | 1907
3991 | MISO | Fitchburg | 11479 | Madison Gas & Electric Co | 43.0147 | -89.4603 | 5961 McKee Road | Madison | WI | 53719 | Dane | MRO | MISO | Midcontinent Independent Transmission System Operator, Inc.. | Natural Gas | Natural Gas Fired Combustion Turbine | 2 | 1; 2 | 57.6 | 33.8 | 51.6 | RE | Electric Utility | 13.8 | I | [11 empty] | 1973
3992 | MISO | Blount Street | 11479 | Madison Gas & Electric Co | 43.0789 | -89.3744 | 717 E. Main Street | Madison | WI | 53703 | Dane | MRO | MISO | Midcontinent Independent Transmission System Operator, Inc.. | Natural Gas | Natural Gas Steam Turbine | 2 | 6; 7 | 100 | 95.7 | 99.3 | RE | Electric Utility | 69 | I | MGE.BLTPLTG6; MGE.BLTPLTG7 | [10 empty] | 1957
3993 | MISO | Sycamore (WI) | 11479 | Madison Gas & Electric Co | 43.1133 | -89.3128 | 4102 Sycamore Avenue | Madison | WI | 53714 | Dane | MRO | MISO | Midcontinent Independent Transmission System Operator, Inc.. | Natural Gas | Natural Gas Fired Combustion Turbine | 2 | 1; 2 | 41.6 | 30.3 | 41.5 | RE | Electric Utility | 13.8 | I | [11 empty] | 1967
3995 | MISO | Arpin Dam | 58149 | Renewable World Energies LLC | 45.7517 | -91.2028 | 3251 North Birchtrail Road | Radisson | WI | 54867 | Sawyer | MRO | MISO | Midcontinent Independent Transmission System Operator, Inc.. | Other | Conventional Hydroelectric | 3 | 1; 2; 3 | 1.4 | 1.4 | 1.4 | NR | IPP Non-CHP | 480 | Q | [11 empty] | 1971
3998 | MISO | Cedar Falls (WI) | 13781 | Northern States Power Co - Minnesota | 44.9367 | -91.8883 | North 7075 540th Street | Menomonie | WI | 54751 | Dunn | MRO | MISO | Midcontinent Independent Transmission System Operator, Inc.. | Other | Conventional Hydroelectric | 3 | 1; 2; 3 | 6 | 3.6 | 3.4 | RE | Electric Utility | 69 | I | NSP CEDARFAL CEDARF_A_UNIT | [10 empty] | 1910
4000 | MISO | Chippewa Falls | 13781 | Northern States Power Co - Minnesota | 44.9308 | -91.3889 | 100 Court St. | Chippewa Falls | WI | 54729 | Chippewa | MRO | MISO | Midcontinent Independent Transmission System Operator, Inc.. | Other | Conventional Hydroelectric | 6 | 1; 2; 3; 4; 5; 6 | 21.6 | 12.1 | 12.1 | RE | Electric Utility | 69 | I | NSP CHPFALLS CHP_TR1_UNIT | [10 empty] | 1928
4002 | MISO | Dells | 13781 | Northern States Power Co - Minnesota | 44.8281 | -91.5111 | 1120 Forest st. | Eau Claire | WI | 54701 | Eau Claire | MRO | MISO | Midcontinent Independent Transmission System Operator, Inc.. | Other | Conventional Hydroelectric | 5 | 1; 2; 3; 4; 5 | 12.3 | 7.3 | 7.3 | RE | Electric Utility | 69 | I | [11 empty] | 1923
4005 | MISO | French Island | 13781 | Northern States Power Co - Minnesota | 43.8292 | -91.2597 | 200 S Bainbridge St | La Cross | WI | 54601 | La Crosse | MRO | MISO | Midcontinent Independent Transmission System Operator, Inc.. | Mixed | Municipal Solid Waste; Petroleum Liquids | 4 | 1; 2; 3; 4 | 188 | 135 | 175 | RE | Electric Utility | 69 | I | NSP FRENCH_G FRENCH_1_UNIT; NSP FRENCH_G FRENCH_2_UNIT; NSP FRENCH_G FRENCH_3_UNIT; NSP FRENCH_G FRENCH_4_UNIT | [10 empty] | 1940 | 2030
4007 | MISO | Holcombe | 13781 | Northern States Power Co - Minnesota | 45.2236 | -91.1272 | 27322 263rd Avenue | Holcombe | WI | 54745 | Chippewa | MRO | MISO | Midcontinent Independent Transmission System Operator, Inc.. | Other | Conventional Hydroelectric | 3 | 1; 2; 3 | 33.9 | 21.9 | 21.9 | RE | Electric Utility | 115 | I | NSP HOLCOMB HOLC_HYD_UNIT | [10 empty] | 1950
4008 | MISO | Jim Falls | 13781 | Northern States Power Co - Minnesota | 45.051 | -91.274 | 19760 Cty Hwy S. | Jim Falls | WI | 54748 | Chippewa | MRO | MISO | Midcontinent Independent Transmission System Operator, Inc.. | Other | Conventional Hydroelectric | 3 | 1; 2; 4 | 59.8 | 25 | 25 | RE | Electric Utility | 115 | I | NSP JIM_FLS JIMF_HYD_UNIT | [10 empty] | 1988
4009 | MISO | Menomonie | 13781 | Northern States Power Co - Minnesota | 44.8842 | -91.9294 | 300 2nd St.NW | Menomonie | WI | 54751 | Dunn | MRO | MISO | Midcontinent Independent Transmission System Operator, Inc.. | Other | Conventional Hydroelectric | 2 | 1; 2 | 5.4 | 2.2 | 2.4 | RE | Electric Utility | 69 | I | NSP MENOMONE MENOMO_A_UNIT | [10 empty] | 1958
4011 | MISO | St Croix Falls | 13781 | Northern States Power Co - Minnesota | 45.4117 | -92.6469 | 130 River St N | St Croix Falls | WI | 54024 | Polk | MRO | MISO | Midcontinent Independent Transmission System Operator, Inc.. | Other | Conventional Hydroelectric | 8 | 1; 2; 3; 4; 5; 6; 7; 8 | 23.2 | 15.2 | 12 | RE | Electric Utility | 161 | I | NSP ST_CROIX STCR_HYD_UNIT | [10 empty] | 1910 | 2027
4012 | MISO | Trego | 13781 | Northern States Power Co - Minnesota | 45.9479 | -91.8884 | W8656 Ricci Rd | Hayward | WI | 54888 | Washburn | MRO | MISO | Midcontinent Independent Transmission System Operator, Inc.. | Other | Conventional Hydroelectric | 2 | 1; 2 | 1.2 | 0.7 | 0.7 | RE | Electric Utility | 23.9 | I | [11 empty] | 1927
4014 | MISO | Wheaton | 13781 | Northern States Power Co - Minnesota | 44.8854 | -91.5158 | 3008 80th St | Eau Claire | WI | 54701 | Chippewa | MRO | MISO | Midcontinent Independent Transmission System Operator, Inc.. | Natural Gas | Natural Gas Fired Combustion Turbine | 4 | 1; 2; 3; 4 | 194 | 189 | 243 | RE | Electric Utility | 161 | I | NSP WHEATON2 WHEATO_1_UNIT; NSP WHEATON2 WHEATO_2_UNIT; NSP WHEATON2 WHEATO_3_UNIT; NSP WHEATON2 WHEATO_4_UNIT | [10 empty] | 1973 | 2025
4015 | MISO | Wissota | 13781 | Northern States Power Co - Minnesota | 44.9378 | -91.3406 | 6350 163rd St | Chippewa Falls | WI | 54729 | Chippewa | MRO | MISO | Midcontinent Independent Transmission System Operator, Inc.. | Other | Conventional Hydroelectric | 6 | 1; 2; 3; 4; 5; 6 | 39.4 | 18 | 18 | RE | Electric Utility | 69 | I | NSP WISSOTA WIS_TR3_UNIT; NSP WISSOTA WIS_TR4_UNIT | [10 empty] | 1917
4018 | MISO | Clam River Dam | 58149 | Renewable World Energies LLC | 45.9467 | -92.5383 | 10817 Clam River Dam Road | Danbury | WI | 54830 | Burnett | MRO | MISO | Midcontinent Independent Transmission System Operator, Inc.. | Other | Conventional Hydroelectric | 3 | 1; 2; 3 | 1.2 | 1.2 | 1.2 | NR | IPP Non-CHP | 34.5 | Q | [11 empty] | 1942
4019 | MISO | Danbury Dam | 58149 | Renewable World Energies LLC | 46 | -92.3725 | 2295 South 3rd Avenue | Danbury | WI | 54830 | Burnett | MRO | MISO | Midcontinent Independent Transmission System Operator, Inc.. | Other | Conventional Hydroelectric | 3 | 1; 2; HY3 | 1 | 1 | 1 | NR | IPP Non-CHP | 34.5 | Q | [11 empty] | 1921
4020 | MISO | Frederic Diesel | 13815 | Northwestern Wisconsin Elec Co | 45.6548 | -92.4651 | 106 Ash Street | Frederic | WI | 54837 | Polk | MRO | MISO | Midcontinent Independent Transmission System Operator, Inc.. | Petroleum | Petroleum Liquids | 9 | 10; 2; 3; 4; 5; 6; 7; 8; 9 | 13.7 | 13.5 | 13.8 | RE | Electric Utility | 69 | I | dpc.nweload | [10 empty] | 1948
4021 | MISO | Grantsburg Diesel | 13815 | Northwestern Wisconsin Elec Co | 45.7792 | -92.678 | 318 East Madison Avenue | Grantsburg | WI | 54840 | Burnett | MRO | MISO | Midcontinent Independent Transmission System Operator, Inc.. | Petroleum | Petroleum Liquids | 5 | 1A; 2; 3; 4; 8 | 6.4 | 6.3 | 6.3 | RE | Electric Utility | 69 | I | nsp.nweload | [10 empty] | 1963
4040 | MISO | Port Washington Generating Station | 20847 | Wisconsin Electric Power Co | 43.3842 | -87.8689 | 146 South Wisconsin Street | Port Washington | WI | 53074 | Ozaukee | RFC | MISO | Midcontinent Independent Transmission System Operator, Inc.. | Natural Gas | Natural Gas Fired Combined Cycle | 6 | 1CT1; 1CT2; 2CT1; 2CT2; ST1; ST2 | 1229.6 | 1236.5 | 1352.2 | RE | Electric Utility | 138 | I | WEC.PORTWA1CT1; WEC.PORTWA1CT2; WEC.PORTWCT1; WEC.PORTWCT2; WEC.PORTWA1ST0; WEC.PORTWST1 | [10 empty] | 2005
4041 | MISO | South Oak Creek | 20847 | Wisconsin Electric Power Co | 42.8457 | -87.8294 | 11060 S. Chicago Road | Oak Creek | WI | 53154 | Milwaukee | RFC | MISO | Midcontinent Independent Transmission System Operator, Inc.. | Coal | Conventional Steam Coal | 2 | 7; 8 | 641.6 | 616 | 622 | RE | Electric Utility | 230 | I | WEC.OKCGC7; WEC.OKCGC8 | [10 empty] | 1965 | 2026
4042 | MISO | Valley (WI) | 20847 | Wisconsin Electric Power Co | 43.0303 | -87.9233 | 1035 West Canal Street | Milwaukee | WI | 53233 | Milwaukee | RFC | MISO | Midcontinent Independent Transmission System Operator, Inc.. | Mixed | Natural Gas Steam Turbine; Petroleum Liquids | 3 | 1; 2; 3 | 274.7 | 266.6 | 231.1 | RE | Electric Utility | 138 | I | WEC.VALLYGA1; WEC.VALLYGA2 | [10 empty] | 1968
4043 | MISO | Appleton | 20847 | Wisconsin Electric Power Co | 44.2539 | -88.4096 | 201 West Edison Avenue | Appleton | WI | 54915 | Outagamie | RFC | MISO | Midcontinent Independent Transmission System Operator, Inc.. | Other | Conventional Hydroelectric | 3 | 4; 5; 6 | 2.2 | 2.2 | 2.2 | RE | Electric Utility | 34.5 | I | [11 empty] | 1916
4044 | MISO | Oconto Falls Upper | 57280 | Eagle Creek Renewable Energy, LLC | 44.8764 | -88.1475 | 344 North Maple Street | Oconto Falls | WI | 54154 | Oconto | MRO | MISO | Midcontinent Independent Transmission System Operator, Inc.. | Other | Conventional Hydroelectric | 3 | 1; 2; 3 | 1.1 | 1.1 | 1.1 | NR | IPP Non-CHP | 34.5 | Q | WEC.OCONTOFL | [10 empty] | 1918
4045 | MISO | Pine | 20847 | Wisconsin Electric Power Co | 45.8275 | -88.2483 | 3972 Brook Street | Florence | WI | 54121 | Florence | RFC | MISO | Midcontinent Independent Transmission System Operator, Inc.. | Other | Conventional Hydroelectric | 2 | 1; 2 | 3.6 | 3.6 | 3.6 | RE | Electric Utility | 69 | I | [11 empty] | 1922
4046 | MISO | Point Beach Nuclear Plant | 55906 | NextEra Energy Point Beach LLC | 44.2806 | -87.5369 | 6610 Nuclear Road | Two Rivers | WI | 54241 | Manitowoc | RFC | MISO | Midcontinent Independent Transmission System Operator, Inc.. | Mixed | Nuclear; Petroleum Liquids | 3 | 1; 2; 5 | 1311 | 1200.3 | 1222 | NR | IPP Non-CHP | 345 | Q | WEC.PTBHGB1; WEC.PTBHGB2; WEC.PTBEACB5 | [10 empty] | 1969
4050 | MISO | Edgewater | 20856 | Wisconsin Power & Light Co | 43.7151 | -87.7059 | 3739 Lakeshore Dr | Sheboygan | WI | 53081 | Sheboygan | MRO | MISO | Midcontinent Independent Transmission System Operator, Inc.. | Coal | Conventional Steam Coal | 1 | 5 | 413.7 | 405.4 | 406.9 | RE | Electric Utility | 138 | I | ALTE.EDG5G5 | [10 empty] | 1985
4053 | MISO | Kilbourn | 20856 | Wisconsin Power & Light Co | 43.6258 | -89.7808 | 1 Finnegan Ave | Wisconsin Dells | WI | 53965 | Columbia | MRO | MISO | Midcontinent Independent Transmission System Operator, Inc.. | Other | Conventional Hydroelectric | 4 | 2; HC1; HC5; HC6 | 9.7 | 9.5 | 9.5 | RE | Electric Utility | 69 | I | ALTE.KILBOUNIL | [10 empty] | 1926
4056 | MISO | Prairie Du Sac | 20856 | Wisconsin Power & Light Co | 43.3099 | -89.7278 | S9270A Dam Rd | Prairie du Sac | WI | 53578 | Sauk | MRO | MISO | Midcontinent Independent Transmission System Operator, Inc.. | Other | Conventional Hydroelectric | 8 | 1; 2; 3; 4; 5; 6; 7; 8 | 33.4 | 29 | 29 | RE | Electric Utility | 69 | I | ALTE.PDSG1S1 | [10 empty] | 1915
4060 | MISO | Alexander | 20860 | Wisconsin Public Service Corp | 45.1875 | -89.7553 | N1936 Sunset Dr | Merrill | WI | 54452 | Lincoln | RFC | MISO | Midcontinent Independent Transmission System Operator, Inc.. | Other | Conventional Hydroelectric | 3 | 1; 2; 3 | 4.2 | 4.2 | 4.2 | RE | Electric Utility | 46 | I | WPS.WPSM | [10 empty] | 1925
4061 | MISO | Caldron Falls | 20860 | Wisconsin Public Service Corp | 45.3569 | -88.2306 | W12528 Boat Landing 8 Rd | Town of Stephenson | WI | 54114 | Marinette | RFC | MISO | Midcontinent Independent Transmission System Operator, Inc.. | Other | Conventional Hydroelectric | 2 | 1; 2 | 6.4 | 6.4 | 6.4 | RE | Electric Utility | 69 | I | WPS.WPSM | [10 empty] | 1924
4063 | MISO | Grandfather Falls | 20860 | Wisconsin Public Service Corp | 45.3019 | -89.7917 | N5059 Hwy 107 | Irma | WI | 54442 | Lincoln | RFC | MISO | Midcontinent Independent Transmission System Operator, Inc.. | Other | Conventional Hydroelectric | 2 | 1; 2 | 17.2 | 17.2 | 17.2 | RE | Electric Utility | 115 | I | WPS.WPSM | [10 empty] | 1938
4064 | MISO | Hat Rapids | 20860 | Wisconsin Public Service Corp | 45.5711 | -89.4806 | 6290 Hat Rapids Rd | Rhinelander | WI | 54501 | Oneida | RFC | MISO | Midcontinent Independent Transmission System Operator, Inc.. | Other | Conventional Hydroelectric | 3 | 1; 2A; 3A | 1.7 | 1.7 | 1.7 | RE | Electric Utility | 24.9 | I | WPS.WPSM | [10 empty] | 1923
4065 | MISO | High Falls (WI) | 20860 | Wisconsin Public Service Corp | 45.2794 | -88.1997 | N8636 High Falls Rd | Town of Stephenson | WI | 54114 | Marinette | RFC | MISO | Midcontinent Independent Transmission System Operator, Inc.. | Other | Conventional Hydroelectric | 5 | 1; 2; 3; 4; 5 | 7 | 7 | 7 | RE | Electric Utility | 69 | I | WPS.WPSM | [10 empty] | 1910
4067 | MISO | Johnson Falls | 20860 | Wisconsin Public Service Corp | 45.2875 | -88.1603 | N8940 Johnson Falls Rd | Town of Stephenson | WI | 54114 | Marinette | RFC | MISO | Midcontinent Independent Transmission System Operator, Inc.. | Other | Conventional Hydroelectric | 2 | 1; 2 | 3.4 | 3.4 | 3.4 | RE | Electric Utility | 24.9 | I | WPS.WPSM | [10 empty] | 1923
4068 | MISO | Merrill | 20860 | Wisconsin Public Service Corp | 45.1786 | -89.685 | 306 S Park St | Merrill | WI | 54452 | Lincoln | RFC | MISO | Midcontinent Independent Transmission System Operator, Inc.. | Other | Conventional Hydroelectric | 3 | 1; 2; 3 | 2.3 | 2.3 | 2.3 | RE | Electric Utility | 24.9 | I | WPS.WPSM | [10 empty] | 1917
4071 | MISO | Potato Rapids | 20860 | Wisconsin Public Service Corp | 45.1136 | -87.7586 | N4295 Potato Rapids Rd | Town of Porterfield | WI | 54143 | Marinette | RFC | MISO | Midcontinent Independent Transmission System Operator, Inc.. | Other | Conventional Hydroelectric | 3 | 1; 2; 3 | 1.3 | 1.3 | 1.3 | RE | Electric Utility | 24.9 | I | WPS.WPSM | [10 empty] | 1921
4072 | MISO | Pulliam | 20860 | Wisconsin Public Service Corp | 44.54 | -88.0086 | 1530 N Bylsby Av | Green Bay | WI | 54303 | Brown | MRO | MISO | Midcontinent Independent Transmission System Operator, Inc.. | Natural Gas | Natural Gas Fired Combustion Turbine | 1 | 31 | 91 | 79.8 | 106.3 | RE | Electric Utility | 138 | I | WPS.PULLIAM31 | [10 empty] | 2003
4074 | MISO | Sandstone Rapids | 20860 | Wisconsin Public Service Corp | 45.2333 | -88.0678 | N7633 Sandstone Lane | Town of Stephenson | WI | 54114 | Marinette | RFC | MISO | Midcontinent Independent Transmission System Operator, Inc.. | Other | Conventional Hydroelectric | 2 | 1; 2 | 3.8 | 3.8 | 3.8 | RE | Electric Utility | 69 | I | WPS.WPSM | [10 empty] | 1925
4075 | MISO | Tomahawk | 20860 | Wisconsin Public Service Corp | 45.4411 | -89.7306 | W6080 Pride Pond Rd | Tomahawk | WI | 54487 | Lincoln | RFC | MISO | Midcontinent Independent Transmission System Operator, Inc.. | Other | Conventional Hydroelectric | 2 | 1; 2 | 2.6 | 2.6 | 2.6 | RE | Electric Utility | 24.9 | I | WPS.WPSM | [10 empty] | 1938
4076 | MISO | West Marinette | 20860 | Wisconsin Public Service Corp | 45.0869 | -87.6881 | W1830 W Cleveland Av | Peshtigo | WI | 54143 | Marinette | RFC | MISO | Midcontinent Independent Transmission System Operator, Inc.. | Natural Gas | Natural Gas Fired Combustion Turbine | 3 | 31; 32; 33 | 187.1 | 153 | 201.8 | RE | Electric Utility | 138 | I | WPS.WEM31; WPS.WEM32; WPS.WEM33 | [10 empty] | 1971
4077 | MISO | Wausau | 20860 | Wisconsin Public Service Corp | 44.9575 | -89.6367 | 531 S First Av | Wausau | WI | 54401 | Marathon | RFC | MISO | Midcontinent Independent Transmission System Operator, Inc.. | Other | Conventional Hydroelectric | 3 | 1; 2; 3 | 5.4 | 5.4 | 5.4 | RE | Electric Utility | 46 | I | WPS.WPSM | [10 empty] | 1921
4078 | MISO | Weston | 20860 | Wisconsin Public Service Corp | 44.8606 | -89.6553 | 2501 Morrison Av | Rothschild | WI | 54474 | Marathon | RFC | MISO | Midcontinent Independent Transmission System Operator, Inc.. | Coal | Conventional Steam Coal | 2 | 3; 4 | 945.5 | 887.9 | 898.3 | RE | Electric Utility | 345 | I | WPS.WESTON3; WPS.WESTON4 | [10 empty] | 1981
4079 | MISO | Castle Rock | 20863 | Wisconsin River Power Company | 43.8656 | -89.9514 | 1976 Edgewood Drive | Adams | WI | 53934 | Adams | MRO | MISO | Midcontinent Independent Transmission System Operator, Inc.. | Other | Conventional Hydroelectric | 5 | 1; 2; 3; 4; 5 | 15 | 14 | 15 | RE | Electric Utility | 69 | I | WPS.WPSM(50%)/ALTE.ALTE(50%) | [10 empty] | 1950
4080 | MISO | Petenwell | 20863 | Wisconsin River Power Company | 44.0572 | -90.0217 | N11397 18th Av | Necedah | WI | 54646 | Juneau | MRO | MISO | Midcontinent Independent Transmission System Operator, Inc.. | Other | Conventional Hydroelectric | 4 | 1; 2; 3; 4 | 20 | 20 | 20 | RE | Electric Utility | 138 | I | WPS.WPSM(50%)/ALTE.ALTE(50%) | [10 empty] | 1949
4100 | MISO | Arcadia Electric | 765 | City of Arcadia - (WI) | 44.2524 | -91.5034 | 115 South Jackson | Arcadia | WI | 54612 | Trempealeau | MRO | MISO | Midcontinent Independent Transmission System Operator, Inc.. | Mixed | Petroleum Liquids; Natural Gas Internal Combustion Engine | 10 | 1; 10; 2; 3; 4; 5; 6; 7; 8; 9 | 16.9 | 16.9 | 16.9 | RE | Electric Utility | 69 | M | [11 empty] | 1930
4102 | MISO | Barron | 1278 | City of Barron - (WI) | 45.4019 | -91.8404 | 1303 E Division Ave | Barron | WI | 54812 | Barron | MRO | MISO | Midcontinent Independent Transmission System Operator, Inc.. | Other | Conventional Hydroelectric | 1 | H2 | 0.1 | 0.1 | 0.1 | RE | Electric Utility | 69 | M | [11 empty] | 1923
4107 | MISO | Cashton | 3156 | Village of Cashton - (WI) | 43.7429 | -90.7803 | 709 Main Street | Cashton | WI | 54619 | Monroe | MRO | MISO | Midcontinent Independent Transmission System Operator, Inc.. | Mixed | Petroleum Liquids; Natural Gas Internal Combustion Engine | 3 | 3; 5; 6 | 3.5 | 3.5 | 3.5 | RE | Electric Utility | 69 | M | [11 empty] | 1932
4112 | MISO | Cumberland (WI) | 4627 | City of Cumberland - (WI) | 45.5336 | -92.0224 | 1265 2nd Avenue | Cumberland | WI | 54829 | Barron | MRO | MISO | Midcontinent Independent Transmission System Operator, Inc.. | Mixed | Petroleum Liquids; Natural Gas Internal Combustion Engine | 8 | 1; 2; 3; 4; 5; 6; 7; 8 | 21.2 | 20.7 | 20.7 | RE | Electric Utility | 69 | M | [11 empty] | 1939
4113 | MISO | Elroy | 5834 | City of Elroy - (WI) | 43.7395 | -90.2675 | 507 Franklin Street | Elroy | WI | 53929 | Juneau | MRO | MISO | Midcontinent Independent Transmission System Operator, Inc.. | Petroleum | Petroleum Liquids | 3 | 1A; 2A; 5 | 6.6 | 6.6 | 6.8 | RE | Electric Utility | 69 | M | BTM | [10 empty] | 1973
4114 | MISO | Fennimore | 6274 | City of Fennimore - (WI) | 42.9828 | -90.6558 | 830 Lincoln Ave | Fennimore | WI | 53809 | Grant | MRO | MISO | Midcontinent Independent Transmission System Operator, Inc.. | Petroleum | Petroleum Liquids | 5 | 4; 5; 6; 7; 8 | 7.4 | 7.4 | 7.4 | RE | Electric Utility | 69 | M | [11 empty] | 1952
4118 | MISO | Kaukauna Gas Turbine | 10056 | City of Kaukauna | 44.2762 | -88.2654 | 305 Elm Street | Kaukauna | WI | 54130 | Outagamie | MRO | MISO | Midcontinent Independent Transmission System Operator, Inc.. | Natural Gas | Natural Gas Fired Combustion Turbine | 1 | GT1 | 18 | 15.8 | 18.3 | RE | Electric Utility | 12.4 | M | [11 empty] | 1969
4119 | MISO | Little Chute | 10056 | City of Kaukauna | 44.2799 | -88.2556 | (Behind) 100 Prospect St. | Combined Locks | WI | 54113 | Outagamie | MRO | MISO | Midcontinent Independent Transmission System Operator, Inc.. | Other | Conventional Hydroelectric | 3 | 1; 2; 3 | 3.3 | 3.3 | 3.3 | RE | Electric Utility | 12.4 | M | [11 empty] | 1948
4120 | MISO | New Badger | 10056 | City of Kaukauna | 44.2772 | -88.2678 | 107 Maple St | Kaukauna | WI | 54130 | Outagamie | MRO | MISO | Midcontinent Independent Transmission System Operator, Inc.. | Other | Conventional Hydroelectric | 2 | 3; 4 | 8.2 | 8 | 8 | RE | Electric Utility | 12.4 | M | [11 empty] | 2014
4122 | MISO | Rapide Croche | 10056 | City of Kaukauna | 44.3164 | -88.3147 | W214 Cty ZZ | Kaukana | WI | 54130 | Outagamie | MRO | MISO | Midcontinent Independent Transmission System Operator, Inc.. | Other | Conventional Hydroelectric | 4 | 1; 2; 3; 4 | 2.4 | 2.4 | 2.4 | RE | Electric Utility | 12.4 | M | [11 empty] | 1926
4124 | MISO | La Farge | 10525 | La Farge Municipal Electric Co | 43.5774 | -90.6419 | 485 N Mill St | La Farge | WI | 54639 | Vernon | MRO | MISO | Midcontinent Independent Transmission System Operator, Inc.. | Petroleum | Petroleum Liquids | 1 | 2A | 1.5 | 1.5 | 1.5 | RE | Electric Utility | 4.16 | M | [11 empty] | 1990
4125 | MISO | Manitowoc | 11571 | Manitowoc Public Utilities | 44.082 | -87.6558 | 701 Columbus Street | Manitowoc | WI | 54221 | Manitowoc | MRO | MISO | Midcontinent Independent Transmission System Operator, Inc.. | Mixed | Wood/Wood Waste Biomass; Petroleum Coke | 3 | 5; 6; 9 | 117.4 | 102.4 | 102.4 | RE | Electric Utility | 69 | M | WPS.LAKEFRN95; WPS.LAKEFRN96; WPS.LAKEFRN99 | [10 empty] | 1955
4130 | MISO | New Lisbon | 13466 | City of New Lisbon | 43.8797 | -90.1645 | 218 East Bridge Street | New Lisbon | WI | 53950 | Juneau | MRO | MISO | Midcontinent Independent Transmission System Operator, Inc.. | Petroleum | Petroleum Liquids | 4 | 2; 5; 6; 7 | 8.3 | 7.6 | 7.8 | RE | Electric Utility | 416 | M | [11 empty] | 1966
4139 | MISO | Viola | 19867 | Village of Viola - (WI) | 43.507 | -90.669 | P.O. Box 38, 106 W Wisconsin | Viola | WI | 54664 | Richland | MRO | MISO | Midcontinent Independent Transmission System Operator, Inc.. | Petroleum | Petroleum Liquids | 1 | 3 | 1 | 1.8 | 1.8 | RE | Electric Utility | 69 | M | [11 empty] | 2002
4142 | MISO | Flambeau Hydroelectric Station | 4716 | Dairyland Power Coop | 45.4918 | -91.0472 | N 5640 Dairyland Dam Road | Ladysmith | WI | 54848 | Rusk | MRO | MISO | Midcontinent Independent Transmission System Operator, Inc.. | Other | Conventional Hydroelectric | 3 | 1; 2; 3 | 22 | 24.1 | 24.1 | RE | Electric Utility | 69 | C | DPC.FLAMBEAU | [10 empty] | 1951
4147 | MISO | Stiles | 13964 | Oconto Electric Cooperative | 44.8747 | -88.1586 | 7479 REA Rd. | Oconto Falls | WI | 54154 | Oconto | MRO | MISO | Midcontinent Independent Transmission System Operator, Inc.. | Other | Conventional Hydroelectric | 2 | 1; 2 | 1 | 0.6 | 0.6 | RE | Electric Utility | 12.47 | C | [11 empty] | 1949
4148 | MISO | Washington Island | 20153 | Washington Island El Coop, Inc | 45.3709 | -86.9308 | 1157 Main Road | Washington Island | WI | 54246 | Door | RFC | MISO | Midcontinent Independent Transmission System Operator, Inc.. | Petroleum | Petroleum Liquids | 7 | 2; 3; 4; 5; 6; 7; 8 | 5 | 5 | 5 | RE | Electric Utility | 24.9 | C | [11 empty] | 1945
4158 | WECC | Dave Johnston | 14354 | PacifiCorp | 42.8378 | -105.7769 | 1951 Tank Farm Road | Glen Rock | WY | 82637 | Converse | WECC | PACE | PacifiCorp - East | Coal | Conventional Steam Coal | 4 | 1; 2; 3; 4 | 816.7 | 745 | 755 | RE | Electric Utility | 230 | I | [11 empty] | 1959 | 2027
4162 | WECC | Naughton | 14354 | PacifiCorp | 41.7581 | -110.5983 | Hwy 189, 7 miles SW Kemmerer | Kemmerer | WY | 83101 | Lincoln | WECC | PACE | PacifiCorp - East | Mixed | Conventional Steam Coal; Natural Gas Steam Turbine | 3 | 1; 2; 3 | 707.2 | 604 | 604 | RE | Electric Utility | 230 | I | [11 empty] | 1963
4176 | WECC | Fremont Canyon | 2518 | U S Bureau of Reclamation | 42.4766 | -106.7959 |  | Alcova | WY | 82620 | Natrona | WECC | WAUW | Western Area Power Administration UGP West | Other | Conventional Hydroelectric | 2 | 1; 2 | 66.8 | 66.8 | 66.8 | RE | Electric Utility | 115 | F | [11 empty] | 1960
4177 | WECC | Glendo | 2518 | U S Bureau of Reclamation | 42.4673 | -104.9555 |  | Glendo | WY | 82213 | Platte | WECC | WAUW | Western Area Power Administration UGP West | Other | Conventional Hydroelectric | 2 | 1; 2 | 38 | 38 | 36.5 | RE | Electric Utility | 115 | F | [11 empty] | 1958
4178 | WECC | Guernsey | 2518 | U S Bureau of Reclamation | 42.2899 | -104.7606 |  | Guernsey | WY | 82214 | Platte | WECC | WAUW | Western Area Power Administration UGP West | Other | Conventional Hydroelectric | 2 | 1; 2 | 6.4 | 6.4 | 6.1 | RE | Electric Utility | 34.5 | F | [11 empty] | 1927
4180 | WECC | Kortes | 2518 | U S Bureau of Reclamation | 42.1743 | -106.8805 |  | Sinclair | WY | 82334 | Carbon | WECC | WAUW | Western Area Power Administration UGP West | Other | Conventional Hydroelectric | 3 | 1; 2; 3 | 36 | 36.6 | 36.6 | RE | Electric Utility | 115 | F | [11 empty] | 1950
4182 | WECC | Seminoe | 2518 | U S Bureau of Reclamation | 42.1561 | -106.9085 |  | Sinclair | WY | 82334 | Carbon | WECC | WAUW | Western Area Power Administration UGP West | Other | Conventional Hydroelectric | 3 | 1; 2; 3 | 51.6 | 51.6 | 51.6 | RE | Electric Utility | 115 | F | [11 empty] | 1939
4183 | WECC | Shoshone (WY) | 2518 | U S Bureau of Reclamation | 44.5029 | -109.1812 |  | Cody | WY | 82414 | Park | WECC | WAUW | Western Area Power Administration UGP West | Other | Conventional Hydroelectric | 1 | 1 | 3 | 3 | 3 | RE | Electric Utility | 69 | F | [11 empty] | 1922
4185 | WECC | Fontenelle | 2518 | U S Bureau of Reclamation | 42.027 | -110.064 |  | Le Barge | WY | 83101 | Lincoln | WECC | WAUW | Western Area Power Administration UGP West | Other | Conventional Hydroelectric | 1 | 1 | 10 | 11.2 | 11.2 | RE | Electric Utility | 69 | F | [11 empty] | 1968
4201 | MISO | Combined Locks | 10056 | City of Kaukauna | 44.2735 | -88.3005 | (Behind) 540 Prospect Ave | Combined Locks | WI | 54113 | Outagamie | MRO | MISO | Midcontinent Independent Transmission System Operator, Inc.. | Other | Conventional Hydroelectric | 2 | HC1; HC2 | 6.2 | 6.2 | 6.2 | RE | Electric Utility | 12.4 | M | [11 empty] | 1988
4204 | WECC | Island Park | 6169 | Fall River Rural Elec Coop Inc | 44.4183 | -111.396 | 3800 E. & 3700 N. Island Park | Island Park | ID | 83429 | Fremont | WECC | BPAT | Bonneville Power Administration | Other | Conventional Hydroelectric | 2 | HY1; HY2 | 4.8 | 4.8 | 4.8 | RE | Electric Utility | 12.47 | C | [11 empty] | 1994
4213 | WECC | PHP 1 | 25835 | Portland City of | 45.4817 | -122.0832 | 10.5m NE of Sandy | Sandy | OR | 97055 | Multnomah | WECC | PGE | Portland General Electric Company | Other | Conventional Hydroelectric | 1 | 1 | 23.7 | 24 | 24 | RE | Electric Utility | 57 | M | [11 empty] | 1982
4214 | WECC | PHP 2 | 25835 | Portland City of | 45.449 | -122.1513 | 6.5m NE of Sandy | Sandy | OR | 97055 | Clackamas | WECC | PGE | Portland General Electric Company | Other | Conventional Hydroelectric | 1 | 2 | 11.8 | 13.5 | 13.5 | RE | Electric Utility | 57 | M | [11 empty] | 1982
4251 | WECC | Logan City | 11135 | City of Logan - (UT) | 41.7258 | -111.8433 | 351 W. 300 S. | Logan | UT | 84321 | Cache | WECC | PACE | PacifiCorp - East | Natural Gas | Natural Gas Fired Combustion Turbine | 3 | 1; 2; 3 | 15.9 | 13.5 | 15.6 | RE | Electric Utility | 12 | M | [11 empty] | 2002
4256 | WECC | Walnut | 19281 | Turlock Irrigation District | 37.4903 | -120.9044 | 325 S Washington Rd | Turlock | CA | 95380 | Stanislaus | WECC | TIDC | Turlock Irrigation District | Natural Gas | Natural Gas Fired Combustion Turbine | 2 | 1; 2 | 49.8 | 47 | 49.8 | RE | Electric Utility | 69 | P | [11 empty] | 1986
4257 | PJM | Easton 2 | 5625 | Easton Utilities Comm | 38.795 | -76.07 | 8940 Glebe Park Drive | Easton | MD | 21601 | Talbot | RFC | PJM | PJM Interconnection, LLC | Petroleum | Petroleum Liquids | 8 | 201; 202; 203; 204; 21; 22; 23; 24 | 38.8 | 37 | 38.2 | RE | Electric Utility | 69 | M | [11 empty] | 1978
4258 | PJM | Greenup Hydro | 7977 | City of Hamilton - (OH) | 38.6472 | -82.8594 | 3263 Kenyon Road | Franklin Furnace | OH | 45629 | Scioto | RFC | PJM | PJM Interconnection, LLC | Other | Conventional Hydroelectric | 3 | 1; 2; 3 | 70.2 | 70.2 | 70.2 | RE | Electric Utility | 138 | M | 112586233; 112586235; 112586237 | [10 empty] | 1982
4263 | WECC | Echo Dam | 2010 | City of Bountiful | 40.9648 | -111.4339 | 3705 North Echo Dam Road | Echo | UT | 84024 | Summit | WECC | PACE | PacifiCorp - East | Other | Conventional Hydroelectric | 3 | 3; NA1; NA2 | 4.4 | 4.4 | 4.3 | RE | Electric Utility | 46 | M | [11 empty] | 1987
4270 | MISO | Waterford 3 | 11241 | Entergy Louisiana LLC | 29.9953 | -90.4716 | 17265 River Road Hwy 18 | Killona | LA | 70057 | St Charles | SERC | MISO | Midcontinent Independent Transmission System Operator, Inc.. | Nuclear | Nuclear | 1 | 3 | 1199.8 | 1076 | 1083.2 | RE | Electric Utility | 230 | I | EES.WATRFD3 | [10 empty] | 1985
4271 | MISO | John P Madgett | 4716 | Dairyland Power Coop | 44.3036 | -91.9126 | 500 Old South 35 | Alma | WI | 54610 | Buffalo | MRO | MISO | Midcontinent Independent Transmission System Operator, Inc.. | Coal | Conventional Steam Coal | 1 | 1 | 387 | 389.8 | 392.5 | RE | Electric Utility | 161 | C | DPC.JPM | [10 empty] | 1979
4940 | SPP | Riverside (OK) | 15474 | Public Service Co of Oklahoma | 35.9978 | -95.9567 | 116th St. S and Arkansas River | Jenks | OK | 74037 | Tulsa | MRO | SWPP | Southwest Power Pool | Mixed | Natural Gas Steam Turbine; Natural Gas Fired Combustion Turbine; Petroleum Liquids | 5 | 1; 2; 3; 4; IC1 | 1121.7 | 1069.8 | 1069.8 | RE | Electric Utility | 345 | I | [11 empty] | 1974
5083 | PJM | Cumberland (NJ) | 56606 | Calpine New Jersey Generation LLC | 39.3757 | -74.9654 | 4001 East Main Street | Millville | NJ | 8332 | Cumberland | RFC | PJM | PJM Interconnection, LLC | Natural Gas | Natural Gas Fired Combustion Turbine | 2 | CUMB; CUMB2 | 231.2 | 186.9 | 201 | NR | IPP Non-CHP | 230 | Q | [11 empty] | 1990
6000 | PJM | Donald C Cook | 9324 | Indiana Michigan Power Co | 41.9756 | -86.5652 | Red Arrow Highway | Bridgman | MI | 49106 | Berrien | RFC | PJM | PJM Interconnection, LLC | Nuclear | Nuclear | 2 | 1; 2 | 2285.3 | 2177 | 2278 | RE | Electric Utility | 345 | I | 40243801; 40243803 | [10 empty] | 1975
6004 | PJM | Pleasants Power Station | 65851 | Omnis Pleasants, LLC | 39.3667 | -81.2944 | #1 Power Station Blvd | Willow Island | WV | 26134 | Pleasants | RFC | PJM | PJM Interconnection, LLC | Coal | Conventional Steam Coal | 2 | 1; 2 | 1368 | 1278 | 1300 | NR | IPP Non-CHP | 500 | Q | PLEA APS26KV GEN1; PLEA APS26KV GEN2 | [10 empty] | 1979
6006 | PJM | Racine | 57280 | Eagle Creek Renewable Energy, LLC | 38.9153 | -81.9081 | State Route 338 | Racine | OH | 45771 | Meigs | RFC | PJM | PJM Interconnection, LLC | Other | Conventional Hydroelectric | 2 | 1; 2 | 47.4 | 20 | 26 | NR | IPP Non-CHP | 69 | Q | [11 empty] | 1982
6008 | WECC | Palo Verde | 803 | Arizona Public Service Co | 33.3881 | -112.8617 | Wintersburg Road | Wintersburg | AZ | 85036 | Maricopa | WECC | SRP | Salt River Project | Nuclear | Nuclear | 3 | 1; 2; 3 | 4209.6 | 3937 | 4003 | RE | Electric Utility | 500 | I | [11 empty] | 1986
6009 | MISO | White Bluff | 814 | Entergy Arkansas LLC | 34.4228 | -92.1406 | 1100 White Bluff Road | Redfield | AR | 72132 | Jefferson | SERC | MISO | Midcontinent Independent Transmission System Operator, Inc.. | Coal | Conventional Steam Coal | 2 | 1; 2 | 1800 | 1243.6 | 1261.2 | RE | Electric Utility | 500 | I | EAI.WH_BLUFF1; EAI.WH_BLUFF2 | [10 empty] | 1980
6011 | PJM | Calvert Cliffs Nuclear Power Plant | 55951 | Constellation Nuclear | 38.4344 | -76.4417 | 1650 Calvert Cliffs Parkway | Lusby | MD | 20657 | Calvert | RFC | PJM | PJM Interconnection, LLC | Nuclear | Nuclear | 2 | 1; 2 | 1850.4 | 1745.2 | 1810 | NR | IPP Non-CHP | 500 | Q | [11 empty] | 1975
6013 | WECC | Olive | 2507 | City of Burbank Water and Power | 34.1764 | -118.3147 | 164 West Magnolia Blvd | Burbank | CA | 91502 | Los Angeles | WECC | LDWP | Los Angeles Department of Water and Power | Natural Gas | Natural Gas Steam Turbine | 2 | O1; O2 | 109.7 | 99 | 99 | RE | Electric Utility | 69 | M | [11 empty] | 1959
6017 | MISO | Newton | 520 | Illinois Power Generating Co | 38.9361 | -88.2781 | 6725 N. 500th | Newton | IL | 62448 | Jasper | SERC | MISO | Midcontinent Independent Transmission System Operator, Inc.. | Coal | Conventional Steam Coal | 1 | 1 | 617.4 | 595 | 615 | NR | IPP Non-CHP | 345 | Q | AMIL.NEWTON21 | [10 empty] | 1977 | 2027
6018 | PJM | East Bend | 55729 | Duke Energy Kentucky Inc | 38.9036 | -84.8514 | 6293 Beaver Rd | Union | KY | 41091 | Boone | RFC | PJM | PJM Interconnection, LLC | Coal | Conventional Steam Coal | 1 | 2 | 772 | 600 | 600 | RE | Electric Utility | 345 | I | [11 empty] | 1981
6020 | PJM | Perry | 64225 | Energy Harbor Nuclear Generation LLC | 41.8006 | -81.1439 | 10 Center Road | Perry | OH | 44081 | Lake | RFC | PJM | PJM Interconnection, LLC | Nuclear | Nuclear | 1 | 1 | 1311.6 | 1240 | 1268 | NR | IPP Non-CHP | 345 | Q | [11 empty] | 1987
6021 | WECC | Craig (CO) | 30151 | Tri-State G & T Assn, Inc | 40.4627 | -107.5912 | 2101 S. Ranney | Craig | CO | 81626 | Moffat | WECC | WACM | Western Area Power Administration - Rocky Mountain Region | Coal | Conventional Steam Coal | 3 | 1; 2; 3 | 1427.6 | 1285 | 1285 | RE | Electric Utility | 230 | C | [11 empty] | 1979 | 2025
6022 | PJM | Braidwood Generation Station | 55951 | Constellation Nuclear | 41.2435 | -88.2286 | RR #1 Box 84 | Braceville | IL | 60407 | Will | RFC | PJM | PJM Interconnection, LLC | Nuclear | Nuclear | 2 | 1; 2 | 2449.8 | 2332.3 | 2400.5 | NR | IPP Non-CHP | 345 | Q | 86031201; 86031202 | [10 empty] | 1988
6023 | PJM | Byron Generating Station | 55951 | Constellation Nuclear | 42.0742 | -89.2819 | 4450 North German Church Rd | Byron | IL | 61010 | Ogle | RFC | PJM | PJM Interconnection, LLC | Nuclear | Nuclear | 2 | 1; 2 | 2449.8 | 2300 | 2390.9 | NR | IPP Non-CHP | 345 | Q | 86041201; 86041202 | [10 empty] | 1985
6026 | PJM | LaSalle Generating Station | 55951 | Constellation Nuclear | 41.2455 | -88.6691 | 2601 North 21st Rd | Marseilles | IL | 61341 | LaSalle | RFC | PJM | PJM Interconnection, LLC | Nuclear | Nuclear | 2 | 1; 2 | 2340 | 2264.4 | 2339.4 | NR | IPP Non-CHP | 345 | Q | 86191101; 86191102 | [10 empty] | 1984
6030 | MISO | Coal Creek | 65146 | Rainbow Energy Center | 47.3777 | -101.1571 | 2875 3rd Street SW | Underwood | ND | 58576 | McLean | MRO | MISO | Midcontinent Independent Transmission System Operator, Inc.. | Mixed | Conventional Steam Coal; Petroleum Liquids | 4 | 1; 2; 4; 5 | 1215.6 | 1148.2 | 1148.2 | RE | Electric Utility | 410 | I | GRE,REC.CC1_DC; GRE.REC.CC2_DC | [10 empty] | 1979
6034 | MISO | Belle River | 5109 | DTE Electric Company | 42.7756 | -82.495 | 4505 King Rd | China Twp | MI | 48054 | St Clair | RFC | MISO | Midcontinent Independent Transmission System Operator, Inc.. | Mixed | Natural Gas Fired Combustion Turbine; Petroleum Liquids; Conventional Steam Coal | 10 | 12-1; 12-2; 13-1; 3; 4; 5; IC1; IC2; ST1; ST2 | 1664.4 | 1508 | 1562 | RE | Electric Utility | 345 | I | [11 empty] | 1981 | 2028
6035 | MISO | Greenwood (MI) | 5109 | DTE Electric Company | 43.1056 | -82.6964 | 7000 Kilgore | Avoca | MI | 48006 | St Clair | RFC | MISO | Midcontinent Independent Transmission System Operator, Inc.. | Natural Gas | Natural Gas Steam Turbine; Natural Gas Fired Combustion Turbine | 4 | 1; 11-1; 11-2; 11-3 | 1071.3 | 1009 | 1063 | RE | Electric Utility | 345 | I | [11 empty] | 1979
6040 | PJM | Beaver Valley | 64225 | Energy Harbor Nuclear Generation LLC | 40.6219 | -80.4336 | Route 168 | Shippingport | PA | 15077 | Beaver | RFC | PJM | PJM Interconnection, LLC | Nuclear | Nuclear | 2 | 1; 2 | 1846.8 | 1808 | 1872 | NR | IPP Non-CHP | 345 | Q | [11 empty] | 1976
6041 | PJM | H L Spurlock | 5580 | East Kentucky Power Coop, Inc | 38.7 | -83.8181 | Route 8 P.O. Box 398 | Maysville | KY | 41056 | Mason | SERC | PJM | PJM Interconnection, LLC | Coal | Conventional Steam Coal | 4 | 1; 2; 3; 4 | 1608.5 | 1346 | 1346 | RE | Electric Utility | 345 | C | 1123180722; 1123180723; 1123180720; 1123180721 | [10 empty] | 1977
6055 | MISO | Big Cajun 2 | 11252 | Louisiana Generating LLC | 30.7261 | -91.3692 | 10431 Cajun 2 Road - Hwy 981 | New Roads | LA | 70760 | Pointe Coupee | SERC | MISO | Midcontinent Independent Transmission System Operator, Inc.. | Mixed | Conventional Steam Coal; Natural Gas Steam Turbine | 3 | 1; 2; 3 | 1902.9 | 1671.4 | 1692 | NR | IPP Non-CHP | 500 | Q | LAGN.BC2_1; LAGN.BC2_2; LAGN.BC2_3 | [10 empty] | 1981
6058 | MISO | Cascade Creek | 16181 | Rochester Public Utilities | 44.0322 | -92.4908 | 1814 Seventh St NW | Rochester | MN | 55901 | Olmsted | MRO | MISO | Midcontinent Independent Transmission System Operator, Inc.. | Natural Gas | Natural Gas Fired Combustion Turbine | 2 | 1; 2 | 84.9 | 77.4 | 80.1 | RE | Electric Utility | 161 | M | SMP.CCRK1.RPU; SMP.CCRK2.RPU | [10 empty] | 1975
6060 | WECC | Coachella | 9216 | Imperial Irrigation District | 33.6758 | -116.1714 | 51-170 Shady Ln. | Coachella | CA | 92236 | Riverside | WECC | IID | Imperial Irrigation District | Natural Gas | Natural Gas Fired Combustion Turbine | 4 | 1; 2; 3; 4 | 92.4 | 73.9 | 74.1 | RE | Electric Utility | 92 | P | [11 empty] | 1973
6061 | MISO | R D Morrow | 17568 | Cooperative Energy | 31.2186 | -89.394 | 304 Old Okahola School Road | Purvis | MS | 39475 | Lamar | SERC | MISO | Midcontinent Independent Transmission System Operator, Inc.. | Natural Gas | Natural Gas Fired Combined Cycle | 2 | MOR1; MOR2 | 558 | 530.5 | 576.5 | RE | Electric Utility | 161 | C | SME.MOR_STG1; SME.MOR_CTG1 | [10 empty] | 2023
6063 | MISO | Electrifarm | 12341 | MidAmerican Energy Co | 42.4407 | -92.4205 | 3051 W. Shaulis Rd | Waterloo | IA | 50701 | Black Hawk | MRO | MISO | Midcontinent Independent Transmission System Operator, Inc.. | Natural Gas | Natural Gas Fired Combustion Turbine | 3 | 1; 2; 3 | 264.1 | 190.3 | 215.1 | RE | Electric Utility | 161 | I | MEC.EL Farm1; MEC.EL FARM 2; MEC.EL Farm3 | [10 empty] | 1975
6064 | SPP | Nearman Creek | 9996 | City of Kansas City - (KS) | 39.1681 | -94.6975 | 4240 North 55th St | Kansas | KS | 66104 | Wyandotte | MRO | SWPP | Southwest Power Pool | Mixed | Conventional Steam Coal; Natural Gas Fired Combustion Turbine | 2 | 1; CT4 | 365 | 315 | 315 | RE | Electric Utility | 161 | M | kacy | [10 empty] | 1981
6065 | SPP | Iatan | 10000 | Evergy Metro | 39.4472 | -94.98 | 20250 Hwy 45 N | Weston | MO | 64098 | Platte | MRO | SWPP | Southwest Power Pool | Coal | Conventional Steam Coal | 2 | 1; 2 | 1753.9 | 1602.2 | 1602.2 | RE | Electric Utility | 345 | I | KCPLIATANUNIAT1; KCPLIATANUNIAT2 | [10 empty] | 1980
6068 | SPP | Jeffrey Energy Center | 22500 | Evergy Kansas Central, Inc | 39.2865 | -96.1172 | 25905 Jeffrey Rd., PO Box 40 | St. Mary's | KS | 66536 | Pottawatomie | MRO | SWPP | Southwest Power Pool | Coal | Conventional Steam Coal | 3 | 1; 2; 3 | 2160 | 2178.8 | 2178.8 | RE | Electric Utility | 230 | I | WR.JEC.1; WR.JEC.2; WR.JEC.3 | [10 empty] | 1978
6072 | MISO | Grand Gulf | 12465 | System Energy Resources, Inc | 32.0081 | -91.0478 | 7003 Bald Hill Rd | Port Gibson | MS | 39150 | Claiborne | SERC | MISO | Midcontinent Independent Transmission System Operator, Inc.. | Nuclear | Nuclear | 1 | 1 | 1440 | 1390.3 | 1404.7 | RE | Electric Utility | 500 | I | EES.G_GULF_A | [10 empty] | 1985
6074 | SPP | Greenwood (MO) | 12698 | Evergy Missouri West | 38.8615 | -94.2982 | 14015 S. Smart Rd. | Greenwood | MO | 64034 | Jackson | MRO | SWPP | Southwest Power Pool | Mixed | Natural Gas Fired Combustion Turbine; Solar Photovoltaic | 5 | 1; 2; 3; 4; 5 | 287.8 | 251.5 | 283 | RE | Electric Utility | 161 | I | MPSGRNWD1UN1; MPSGRNWD1UN2; MPSGRNWD1UN3; MPSGRNWD1UN4 |  |  |  | 3.6 | [6 empty] | 1975
6076 | WECC | Colstrip | 15298 | Talen Montana LLC | 45.8831 | -106.614 | 1 Warehouse Road | Colstrip | MT | 59323 | Rosebud | WECC | NWMT | NorthWestern Energy (NWMT) | Coal | Conventional Steam Coal | 2 | 3; 4 | 1647.4 | 1480 | 1480 | NR | IPP Non-CHP | 230 | Q | [11 empty] | 1984
6077 | SPP | Gerald Gentleman | 13337 | Nebraska Public Power District | 41.0808 | -101.1408 | 6089 South Hwy 25 | Sutherland | NE | 69165 | Lincoln | MRO | SWPP | Southwest Power Pool | Coal | Conventional Steam Coal | 2 | 1; 2 | 1362.6 | 1365 | 1365 | RE | Electric Utility | 345 | P | NPPD_GGS1; NPPD_GGS2 | [10 empty] | 1979
6085 | MISO | R M Schahfer | 13756 | Northern Indiana Pub Serv Co | 41.2164 | -87.0261 | 2723 E. 1500 N. | Wheatfield | IN | 46392 | Jasper | RFC | MISO | Midcontinent Independent Transmission System Operator, Inc.. | Mixed | Natural Gas Fired Combustion Turbine; Conventional Steam Coal | 4 | 16A; 16B; 17; 18 | 1105 | 877 | 877 | RE | Electric Utility | 345 | I | NIPS.SCHAHP16A; NIPS.SCHAHP16B; NIPS.SCHAHP17; NIPS.SCHAHP18 | [10 empty] | 1979 | 2025
6086 | MISO | Cornell | 13781 | Northern States Power Co - Minnesota | 45.164 | -91.1574 | 302 South Bridge Street | Chippewa Falls | WI | 54729 | Chippewa | MRO | MISO | Midcontinent Independent Transmission System Operator, Inc.. | Other | Conventional Hydroelectric | 4 | 1; 2; 3; 4 | 35.3 | 19.9 | 19.9 | RE | Electric Utility | 115 | I | NSP CORNELL2 CORN_HYD_UNIT | [10 empty] | 1976
6088 | WECC | North Loop | 24211 | Tucson Electric Power Co | 32.401 | -111.1262 | 10600 N Casa Grande Hwy | Tucson | AZ | 85704 | Pima | WECC | TEPC | Tucson Electric Power Company | Natural Gas | Natural Gas Fired Combustion Turbine | 4 | 1; 2; 3; 4 | 107.8 | 95 | 101.8 | RE | Electric Utility | 46 | I | [11 empty] | 1972
6089 | MISO | Lewis & Clark | 12199 | Montana-Dakota Utilities Co | 47.6785 | -104.1566 | South of Sidney | Richland | MT | 59270 | Richland | MRO | MISO | Midcontinent Independent Transmission System Operator, Inc.. | Natural Gas | Natural Gas Internal Combustion Engine | 2 | 2; 3 | 18.6 | 18.2 | 18.2 | RE | Electric Utility | 115 | I | MDU.LEWIS2 | [10 empty] | 2016
6090 | MISO | Sherburne County | 13781 | Northern States Power Co - Minnesota | 45.3808 | -93.8931 | 13999 Industrial Blvd. | Becker | MN | 55308 | Sherburne | MRO | MISO | Midcontinent Independent Transmission System Operator, Inc.. | Coal | Conventional Steam Coal | 2 | 1; 3 | 1704 | 1556 | 1556 | RE | Electric Utility | 345 | I | NSP SHERCO SHERCO_1_UNIT; NSP SHERCO SHERCN_3_UNIT | [10 empty] | 1976 | 2026
6092 | SPP | Spirit Mound | 1307 | Basin Electric Power Coop | 42.8977 | -96.9905 | Hwy 19 | Vermillion | SD | 57069 | Clay | MRO | SWPP | Southwest Power Pool | Petroleum | Petroleum Liquids | 2 | 1; 2 | 135 | 95 | 120 | RE | Electric Utility | 115 | C | WAUESPIRITMUNSPIRIT_1_UNIT_RA; WAUESPIRITMUNSPIRIT_2_UNIT_RA | [10 empty] | 1978
6095 | SPP | Sooner | 14063 | Oklahoma Gas & Electric Co | 36.4531 | -97.0528 | 10800 County Road 230 | Red Rock | OK | 73061 | Noble | MRO | SWPP | Southwest Power Pool | Coal | Conventional Steam Coal | 2 | 1; 2 | 1138 | 1038 | 1038 | RE | Electric Utility | 345 | I | OKGESO1; OKGESO2 | [10 empty] | 1979
6096 | SPP | Nebraska City | 14127 | Omaha Public Power District | 40.6214 | -95.7764 | 7264 L Road | Nebraska City | NE | 68410 | Otoe | MRO | SWPP | Southwest Power Pool | Coal | Conventional Steam Coal | 2 | 1; 2 | 1389.6 | 1337.5 | 1337.5 | RE | Electric Utility | 345 | P | NEBRASKA_CITY_1; NEBRASKA_CITY_2 | [10 empty] | 1979
6098 | MISO | Big Stone | 14232 | Otter Tail Power Co | 45.3037 | -96.5101 | 48450 144th Street | Big Stone City | SD | 57216 | Grant | MRO | MISO | Midcontinent Independent Transmission System Operator, Inc.. | Mixed | Conventional Steam Coal; Petroleum Liquids | 2 | 1; D1 | 451 | 477.88 | 491.89 | RE | Electric Utility | 230 | I | OTP.BIGSTON1 | [10 empty] | 1975
6099 | WECC | Diablo Canyon | 14328 | Pacific Gas & Electric Co. | 35.2115 | -120.8555 | Avila Rd. bet. Montano de Oro | Avila Beach | CA | 93424 | San Luis Obispo | WECC | CISO | California Independent System Operator | Nuclear | Nuclear | 2 | 1; 2 | 2323 | 2240 | 2240 | RE | Electric Utility | 500 | I | DIABLO1_7_B1; DIABLO2_7_B1 | [10 empty] | 1985
6100 | WECC | Helms Pumped Storage | 14328 | Pacific Gas & Electric Co. | 37.0293 | -118.9683 | 67250 Helms Circle | Shaver Lake | CA | 93664 | Fresno | WECC | CISO | California Independent System Operator | Other | Hydroelectric Pumped Storage | 3 | 1; 2; 3 | 1053 | 1212 | 1212 | RE | Electric Utility | 230 | I | HELMS1_7_B1; HELMS2_7_B1; HELMS3_7_B1 | [10 empty] | 1984
6101 | WECC | Wyodak | 14354 | PacifiCorp | 44.2901 | -105.3815 | 48 Wyodak Road, Garner Lake Rt | Gillette | WY | 82716 | Campbell | WECC | PACE | PacifiCorp - East | Coal | Conventional Steam Coal | 1 | 1 | 362.1 | 332 | 335 | RE | Electric Utility | 230 | I | [11 empty] | 1978
6103 | PJM | TalenEnergy Susquehanna | 14266 | TalenEnergy Susquehanna LLC | 41.0919 | -76.1462 | 769 Salem Blvd | Berwick | PA | 18603 | Luzerne | RFC | PJM | PJM Interconnection, LLC | Nuclear | Nuclear | 2 | 1; 2 | 2532 | 2494 | 2494 | NR | IPP Non-CHP | 230 | Q | 50654; 50655 | [10 empty] | 1983
6105 | PJM | Limerick | 55951 | Constellation Nuclear | 40.2243 | -75.5874 | Off Route 422; P O Box 2300 | Sanatoga | PA | 19464 | Montgomery | RFC | PJM | PJM Interconnection, LLC | Nuclear | Nuclear | 2 | 1; 2 | 2277 | 2241.8 | 2368.9 | NR | IPP Non-CHP | 500 | Q | 20021101; 20021102 | [10 empty] | 1986
6112 | WECC | Fort St Vrain | 15466 | Public Service Co of Colorado | 40.2461 | -104.8742 | 16805 Weld Cr 19-12 | Platteville | CO | 80651 | Weld | WECC | PSCO | Public Service Company of Colorado | Natural Gas | Natural Gas Fired Combined Cycle; Natural Gas Fired Combustion Turbine | 6 | 1; 2; 3; 4; 5; 6 | 1148.5 | 1022 | 1137 | RE | Electric Utility | 230 | I | [11 empty] | 1996
6113 | MISO | Gibson | 15470 | Duke Energy Indiana, LLC | 38.3722 | -87.7658 | 1097 North 950 W | Owensville | IN | 47665 | Gibson | RFC | MISO | Midcontinent Independent Transmission System Operator, Inc.. | Coal | Conventional Steam Coal | 5 | 1; 2; 3; 4; 5 | 3339.5 | 3132 | 3157 | RE | Electric Utility | 345 | I | CP/Comm Pricing | [10 empty] | 1975
6118 | PJM | PSEG Hope Creek Generating Station | 15478 | PSEG Nuclear LLC | 39.4666 | -75.5377 | P O Box 236 End of Buttonwood | Hancocks Bridge | NJ | 8038 | Salem | RFC | PJM | PJM Interconnection, LLC | Nuclear | Nuclear | 1 | 1 | 1290.7 | 1172 | 1172 | NR | IPP Non-CHP | 500 | Q | 1097732449 | [10 empty] | 1986
6120 | WECC | Whitehorn | 15500 | Puget Sound Energy Inc | 48.8856 | -122.7516 | 4930 Brown Rd | Blaine | WA | 98230 | Whatcom | WECC | PSEI | Puget Sound Energy | Natural Gas | Natural Gas Fired Combustion Turbine | 2 | 2; 3 | 169.2 | 134 | 162.2 | RE | Electric Utility | 115 | I | [11 empty] | 1981
6137 | MISO | A B Brown | 17633 | Southern Indiana Gas & Elec Co | 37.9053 | -87.715 | 8511 Welborn Road | Mount Vernon | IN | 47620 | Posey | RFC | MISO | Midcontinent Independent Transmission System Operator, Inc.. | Natural Gas | Natural Gas Fired Combustion Turbine | 2 | 4; 5 | 176.4 | 160 | 174 | RE | Electric Utility | 138 | I | SIGE.10ABGTGT; SIGE.10ABBROWUN4 | [10 empty] | 1991
6138 | SPP | Flint Creek | 17698 | Southwestern Electric Power Co | 36.2561 | -94.5241 | 21797 Swepco Plant Road | Gentry | AR | 72734 | Benton | MRO | SWPP | Southwest Power Pool | Coal | Conventional Steam Coal | 1 | 1 | 558 | 494 | 494 | RE | Electric Utility | 161 | I | [11 empty] | 1978
6139 | SPP | Welsh | 17698 | Southwestern Electric Power Co | 33.0552 | -94.84 | FM Rd 1735 | Pittsburg | TX | 75686 | Titus | MRO | SWPP | Southwest Power Pool | Coal | Conventional Steam Coal | 2 | 1; 3 | 1116 | 1000 | 1000 | RE | Electric Utility | 345 | I | [11 empty] | 1977
6149 | PJM | Davis Besse | 64225 | Energy Harbor Nuclear Generation LLC | 41.5967 | -83.0861 | 5501 N State Route 2 | Oak Harbor | OH | 43449 | Ottawa | RFC | PJM | PJM Interconnection, LLC | Nuclear | Nuclear | 1 | 1 | 925.2 | 894 | 908 | NR | IPP Non-CHP | 345 | Q | [11 empty] | 1977
6153 | MISO | Callaway | 19436 | Union Electric Co - (MO) | 38.7589 | -91.7788 | Route CC | Fulton | MO | 65251 | Callaway | SERC | MISO | Midcontinent Independent Transmission System Operator, Inc.. | Nuclear | Nuclear | 1 | 1 | 1235.8 | 1190 | 1236 | RE | Electric Utility | 345 | I | AMMO.CALLAWAY1 | [10 empty] | 1984
6158 | WECC | New Melones | 2518 | U S Bureau of Reclamation | 37.9469 | -120.5282 |  | Jamestown | CA | 95376 | Tuolumne | WECC | BANC | Balancing Authority of Northern California | Other | Conventional Hydroelectric | 2 | 1; 2 | 300 | 382 | 382 | RE | Electric Utility | 230 | F | [11 empty] | 1979
6159 | WECC | Crystal | 2518 | U S Bureau of Reclamation | 38.5106 | -107.6253 |  | Montrose | CO | 81401 | Montrose | WECC | WACM | Western Area Power Administration - Rocky Mountain Region | Other | Conventional Hydroelectric | 1 | 1 | 28 | 35 | 35 | RE | Electric Utility | 120.75 | F | [11 empty] | 1978
6163 | WECC | Grand Coulee | 2518 | U S Bureau of Reclamation | 47.9575 | -118.9773 |  | Grand Coulee | WA | 99133 | Grant | WECC | BPAT | Bonneville Power Administration | Other | Conventional Hydroelectric; Hydroelectric Pumped Storage | 33 | 1; 10; 11; 12; 13; 14; 15; 16; 17; 18; 19; 2; 20; 21; 22; 23; 24; 3; 4; 5; 6; 7; 8; 9; LS1; LS2; LS3; PG10; PG11; PG12; PG7; PG8; PG9 | 6809 | 7079 | 7079 | RE | Electric Utility | 525 | F | [11 empty] | 1941
6165 | WECC | Hunter | 14354 | PacifiCorp | 39.1747 | -111.0289 | UT Hwy 10, S. of Castle Dale | Castle Dale | UT | 84513 | Emery | WECC | PACE | PacifiCorp - East | Coal | Conventional Steam Coal | 3 | 1; 2; 3 | 1472.2 | 1363 | 1363 | RE | Electric Utility | 345 | I | [11 empty] | 1978
6166 | PJM | Rockport | 9324 | Indiana Michigan Power Co | 37.9256 | -87.0372 | 2791 North US Route 231 | Rockport | IN | 47635 | Spencer | RFC | PJM | PJM Interconnection, LLC | Coal | Conventional Steam Coal | 2 | 1; 2 | 2600 | 2600 | 2598 | RE | Electric Utility | 765 | I | 40243837; 40243839 | [10 empty] | 1984 | 2028
6167 | PJM | Bath County | 19876 | Virginia Electric & Power Co | 38.2089 | -79.8 | 316 Power Station Road | Warm Springs | VA | 24484 | Bath | SERC | PJM | PJM Interconnection, LLC | Other | Hydroelectric Pumped Storage | 6 | 1; 2; 3; 4; 5; 6 | 2862 | 3015.1 | 3015.1 | RE | Electric Utility | 500 | I | [11 empty] | 1985
6168 | PJM | North Anna | 19876 | Virginia Electric & Power Co | 38.06 | -77.7897 | 1022 Haley Dr | Mineral | VA | 23117 | Louisa | SERC | PJM | PJM Interconnection, LLC | Mixed | Nuclear; Conventional Hydroelectric | 3 | 1; 2; HC1 | 1960.4 | 1893 | 1959 | RE | Electric Utility | 500 | I | [11 empty] | 1978
6171 | PJM | Laurel Dam | 19462 | USCE-Nashville District | 36.9614 | -84.27 | 2060 Power Plant Road | London | KY | 40744 | Laurel | SERC | PJM | PJM Interconnection, LLC | Other | Conventional Hydroelectric | 1 | 1 | 70 | 61 | 61 | RE | Electric Utility | 161 | F | [11 empty] | 1977
6172 | WECC | Libby | 19400 | USACE Northwestern Division | 48.4098 | -115.3143 | 17115 Highway No. 37 | Libby | MT | 59923 | Lincoln | WECC | BPAT | Bonneville Power Administration | Other | Conventional Hydroelectric | 5 | 1; 2; 3; 4; 5 | 525 | 525 | 525 | RE | Electric Utility | 230 | F | [11 empty] | 1975
6174 | WECC | Lost Creek | 19400 | USACE Northwestern Division | 42.6717 | -122.6772 | 100 Cole M. Rivers Drive | Trail | OR | 97541 | Jackson | WECC | PACW | PacifiCorp - West | Other | Conventional Hydroelectric | 2 | 1; 2 | 49 | 49 | 49 | RE | Electric Utility | 115 | F | [11 empty] | 1977
6175 | WECC | Lower Granite | 19400 | USACE Northwestern Division | 46.6595 | -117.4294 | 885 Almota Ferry Road | Pomeroy | WA | 99347 | Whitman | WECC | BPAT | Bonneville Power Administration | Other | Conventional Hydroelectric | 6 | 1; 2; 3; 4; 5; 6 | 810 | 802 | 802 | RE | Electric Utility | 500 | F | [11 empty] | 1975
6177 | WECC | Coronado | 16572 | Salt River Project | 34.5789 | -109.2708 | Hwy 191 7 miles nof St. Johns | St Johns | AZ | 85936 | Apache | WECC | SRP | Salt River Project | Coal | Conventional Steam Coal | 2 | CO1; CO2 | 821.8 | 762 | 762 | RE | Electric Utility | 500 | P | [11 empty] | 1979 | 2032
6190 | MISO | Brame Energy Center | 3265 | Cleco Power LLC | 31.395 | -92.7167 | 275 Rodemacher Rd | Lena | LA | 71447 | Rapides | SERC | MISO | Midcontinent Independent Transmission System Operator, Inc.. | Mixed | Natural Gas Steam Turbine; Conventional Steam Coal; Petroleum Coke | 3 | 1; 2; 3 | 1707.3 | 1522.4 | 1543 | RE | Electric Utility | 230 | I | CLEC.NPS1; CLEC.RPS2; CLECO.MPS3 | [10 empty] | 1975
6193 | SPP | Harrington | 17718 | Southwestern Public Service Co | 35.2982 | -101.7472 | 8400 N.Lakeside Dr. | Amarillo | TX | 79108 | Potter | MRO | SWPP | Southwest Power Pool | Mixed | Natural Gas Steam Turbine; Conventional Steam Coal | 3 | 1; 2; 3 | 1080 | 1018 | 1018 | RE | Electric Utility | 230 | I | SPS.HARRNGTN1; SPS.HARRNGTN2; SPS.HARRNGTN3 | [10 empty] | 1976 | 2036
6194 | SPP | Tolk | 17718 | Southwestern Public Service Co | 34.1865 | -102.57 | 9m E. of Muleshoe on Hwy 70 | Muleshoe | TX | 79371 | Lamb | MRO | SWPP | Southwest Power Pool | Coal | Conventional Steam Coal | 2 | 1; 2 | 1135.8 | 1067 | 1067 | RE | Electric Utility | 230 | I | SPS.TOLK1; SPS.TOLK2 | [10 empty] | 1982 | 2028
6195 | SPP | John Twitty Energy Center | 17833 | City Utilities of Springfield - (MO) | 37.1517 | -93.388 | 5100 W Farm Road 164 | Springfield | MO | 65807 | Greene | MRO | SWPP | Southwest Power Pool | Mixed | Natural Gas Fired Combustion Turbine; Conventional Steam Coal | 4 | GT1; GT2; ST1; ST2 | 603 | 563 | 563 | RE | Electric Utility | 161 | M | SPRM_SWCT1; SPRM_SWCT2; SPRM_SWPS1; SPRM_SWPS2 | [10 empty] | 1976
6196 | WECC | W E Warne | 3255 | California Dept. of Water Resources | 34.6853 | -118.7881 | 3 MI. E. of Smokey Bear Rd. | Gorman | CA | 93243 | Los Angeles | WECC | CISO | California Independent System Operator | Other | Conventional Hydroelectric | 2 | 1; 2 | 74.2 | 76 | 76 | RE | Electric Utility | 220 | S | [11 empty] | 1982
6200 | WECC | Rock Island | 3413 | PUD No 1 of Chelan County | 47.3461 | -120.0917 | Rock Island Dam | Wenatchee | WA | 98801 | Chelan | WECC | CHPD | Public Utility District No. 1 of Chelan County | Other | Conventional Hydroelectric | 19 | A; B-1; B-10; B-2; B-3; B-4; B-5; B-6; B-7; B-8; B-9; U-1; U-2; U-3; U-4; U-5; U-6; U-7; U-8 | 629.4 | 503.2 | 503.2 | RE | Electric Utility | 115 | P | [11 empty] | 1931
6202 | WECC | Ross | 16868 | City of Seattle - (WA) | 48.7326 | -121.0679 | 500 Newhalem Street | Rockport | WA | 98283 | Whatcom | WECC | SCL | Seattle City Light | Other | Conventional Hydroelectric | 4 | 41; 42; 43; 44 | 450 | 450 | 450 | RE | Electric Utility | 230 | M | ROSS_SCL_2_GEN41GNODE; ROSS_SCL_2_GEN42GNODE; ROSS_SCL_2_GEN43GNODE; ROSS_SCL_2_GEN44GNODE | [10 empty] | 1952
6204 | WECC | Laramie River Station | 1307 | Basin Electric Power Coop | 42.1089 | -104.8825 | Hwy 320 | Wheatland | WY | 82201 | Platte | WECC | WACM | Western Area Power Administration - Rocky Mountain Region | Coal | Conventional Steam Coal | 3 | 1; 2; 3 | 1863 | 1700 | 1700 | RE | Electric Utility | 345 | C | WAUELARAMIEUNBEPM_LARAMIE_RA | [10 empty] | 1981
6206 | WECC | Tacoma | 15466 | Public Service Co of Colorado | 37.5237 | -107.7828 | #240 Electra Lake East | Durango | CO | 81301 | La Plata | WECC | WACM | Western Area Power Administration - Rocky Mountain Region | Other | Conventional Hydroelectric | 2 | 1; 2 | 4.6 | 4.6 | 4.6 | RE | Electric Utility | 46 | I | [11 empty] | 1905
6207 | WECC | Ames Hydro | 15466 | Public Service Co of Colorado | 37.866 | -107.8831 | 650 Ames Rd. | Ophir | CO | 81426 | San Miguel | WECC | WACM | Western Area Power Administration - Rocky Mountain Region | Other | Conventional Hydroelectric | 1 | 1 | 3.6 | 2.8 | 2.8 | RE | Electric Utility | 115 | I | [11 empty] | 1906
6208 | WECC | Mount Elbert | 2518 | U S Bureau of Reclamation | 39.0942 | -106.3523 |  | Twin Lakes | CO | 80461 | Lake | WECC | WACM | Western Area Power Administration - Rocky Mountain Region | Other | Hydroelectric Pumped Storage | 2 | 1; 2 | 200 | 230 | 230 | RE | Electric Utility | 230 | F | [11 empty] | 1981
6210 | WECC | Northeast (WA) | 20169 | Avista Corp | 47.7351 | -117.3705 | 8400 N. Regal | Spokane | WA | 99207 | Spokane | WECC | AVA | Avista Corporation | Natural Gas | Natural Gas Fired Combustion Turbine | 1 | 1 | 61.8 | 45 | 66 | RE | Electric Utility | 115 | I | [11 empty] | 1978 | 2035
6211 | WECC | Dynegy Oakland Power Plant | 54803 | Dynegy Oakland, LLC | 37.7968 | -122.2819 | 50 Martin Luther King Jr. Way | Oakland | CA | 94607 | Alameda | WECC | CISO | California Independent System Operator | Petroleum | Petroleum Liquids | 2 | GEN1; GEN3 | 149 | 110 | 110 | NR | IPP Non-CHP | 115 | Q | [11 empty] | 1978
6213 | MISO | Merom | 65239 | Hallador Power Company, LLC | 39.0694 | -87.5108 | 5500 W. Old 54 | Sullivan | IN | 47882 | Sullivan | RFC | MISO | Midcontinent Independent Transmission System Operator, Inc.. | Coal | Conventional Steam Coal | 2 | 1; 2 | 1080 | 978 | 990 | RE | Electric Utility | 345 | Q | HE.MEROM1; HE.MEROM2 | [10 empty] | 1982
6220 | MISO | Durant | 5529 | City of Durant - (IA) | 41.5998 | -90.912 | 601 4th St | Durant | IA | 52747 | Cedar | MRO | MISO | Midcontinent Independent Transmission System Operator, Inc.. | Petroleum | Petroleum Liquids | 2 | 7; 8 | 4.4 | 4.4 | 4.4 | RE | Electric Utility | 2.4 | M | ALTW.ALTW | [10 empty] | 1998
6223 | SPP | Empire Energy Center | 5860 | Empire District Electric Co | 37.1385 | -94.1041 | 2537 Fir Road | Sarcoxie | MO | 64862 | Jasper | MRO | SWPP | Southwest Power Pool | Natural Gas | Natural Gas Fired Combustion Turbine | 4 | 1; 2; 3; 4 | 379 | 262 | 301 | RE | Electric Utility | 161 | I | EDELAR3821UN1_RA; EDELAR3821UN2_RA; EDELAR3821UN3_RA; EDELAR3821UN4_RA | [10 empty] | 1978 | 2035
6229 | SPP | Mobile | 13337 | Nebraska Public Power District | 40.883 | -97.6014 | 1215 West Hwy 34 | York | NE | 68467 | York | MRO | SWPP | Southwest Power Pool | Petroleum | Petroleum Liquids | 3 | 1; 2; 500 | 3.1 | 3.1 | 3.1 | RE | Electric Utility | 2.4 | P | [11 empty] | 1980
6231 | MISO | Apple River | 13781 | Northern States Power Co - Minnesota | 45.1576 | -92.7162 | 2040 Cty Rd 1 | Somerset | WI | 54025 | St Croix | MRO | MISO | Midcontinent Independent Transmission System Operator, Inc.. | Other | Conventional Hydroelectric | 3 | 1; 3; 4 | 2.4 | 1.4 | 1.7 | RE | Electric Utility | 23.9 | I | [11 empty] | 1901 | 2044
6238 | MISO | Pearl Station | 40307 | Prairie Power, Inc | 39.4492 | -90.6141 | Route 100 South | Pearl | IL | 62361 | Pike | SERC | MISO | Midcontinent Independent Transmission System Operator, Inc.. | Petroleum | Petroleum Liquids | 1 | GT1 | 24 | 20.1 | 22 | RE | Electric Utility | 69 | C | AMIL.PEARLG2 | [10 empty] | 1973
6248 | WECC | Pawnee | 15466 | Public Service Co of Colorado | 40.2217 | -103.6803 | 14940 County Road 24 | Brush | CO | 80723 | Morgan | WECC | PSCO | Public Service Company of Colorado | Coal | Conventional Steam Coal | 1 | 1 | 552.3 | 505 | 505 | RE | Electric Utility | 230 | I | [11 empty] | 1981
6253 | MISO | Germantown | 20847 | Wisconsin Electric Power Co | 43.1952 | -88.1496 | N96 W192898 County Line Road | Germantown | WI | 53022 | Washington | RFC | MISO | Midcontinent Independent Transmission System Operator, Inc.. | Mixed | Petroleum Liquids; Natural Gas Fired Combustion Turbine | 5 | 1; 2; 3; 4; 5 | 335.7 | 254.6 | 373.8 | RE | Electric Utility | 138 | I | WEC.GERMANOT1; WEC.GERMANOT2; WEC.GERMANOT3; WEC.GERMANOT4; WEC.GERMANOT5 | [10 empty] | 1978
6254 | MISO | Ottumwa | 9417 | Interstate Power and Light Co | 41.0961 | -92.5558 | 20775 Power Plant Road | Ottumwa | IA | 52501 | Wapello | MRO | MISO | Midcontinent Independent Transmission System Operator, Inc.. | Coal | Conventional Steam Coal | 1 | 1 | 725.9 | 699.7 | 716.3 | RE | Electric Utility | 161 | I | ALTW.OTTUMW1 | [10 empty] | 1981
6264 | PJM | Mountaineer | 733 | Appalachian Power Co | 38.9794 | -81.9344 | State Route 62 | New Haven | WV | 25265 | Mason | RFC | PJM | PJM Interconnection, LLC | Coal | Conventional Steam Coal | 1 | 1 | 1300 | 1299 | 1299 | RE | Electric Utility | 765 | I | [11 empty] | 1980
6265 | WECC | Swift 2 | 14354 | PacifiCorp | 46.0594 | -122.2594 | Hwy 503, 2 Mi E of Cougar | Cougar | WA | 98616 | Cowlitz | WECC | PACW | PacifiCorp - West | Other | Conventional Hydroelectric | 2 | 21; 22 | 72 | 65 | 65 | RE | Electric Utility | 230 | I | [11 empty] | 1958
6280 | SPP | Ozark Beach | 5860 | Empire District Electric Co | 36.659 | -93.1235 | 3292 State Hwy Y | Forsyth | MO | 65653 | Taney | MRO | SWPP | Southwest Power Pool | Other | Conventional Hydroelectric | 4 | 5; 6; 7; 8 | 16 | 16 | 16 | RE | Electric Utility | 161 | I | EDEOZRK_BUN5_RA; EDEOZRK_BUN6_RA; EDEOZRK_BUN7_RA; EDEOZRK_BUN8_RA | [10 empty] | 1931
6358 | MISO | Hutchinson Plant #2 | 9130 | Hutchinson Utilities Comm | 44.8889 | -94.3493 | 1100 Industrial Blvd. | Hutchinson | MN | 55350 | McLeod | MRO | MISO | Midcontinent Independent Transmission System Operator, Inc.. | Natural Gas | Natural Gas Fired Combined Cycle; Natural Gas Fired Combustion Turbine | 3 | 2; 3; 9 | 90.5 | 73 | 75.3 | RE | Electric Utility | 69 | M | GRE.HUC | [10 empty] | 1994
6359 | WECC | Felt | 6169 | Fall River Rural Elec Coop Inc | 43.9135 | -111.2833 | 1300 N. | Felt | ID | 83424 | Teton | WECC | PACE | PacifiCorp - East | Other | Conventional Hydroelectric | 4 | 1; 2; 4; 5 | 7.4 | 5.9 | 5.9 | RE | Electric Utility | 25 | C | [11 empty] | 1946
6369 | MISO | Detour | 3828 | Cloverland Electric Co-op | 45.9836 | -83.9079 | 836 Hwy M134 | Detour | MI | 49725 | Chippewa | RFC | MISO | Midcontinent Independent Transmission System Operator, Inc.. | Petroleum | Petroleum Liquids | 2 | 6; 7 | 6 | 5 | 5 | RE | Electric Utility | 69 | C | MIUP.DETRDBN1 | [10 empty] | 1973
6373 | SPP | Rokeby | 11018 | Lincoln Electric System | 40.7316 | -96.7364 | 8000 SW 12 Street | Lincoln | NE | 68523 | Lancaster | MRO | SWPP | Southwest Power Pool | Mixed | Natural Gas Fired Combustion Turbine; Petroleum Liquids | 4 | 1; 2; 3; BSU | 266.1 | 258.6 | 262.2 | RE | Electric Utility | 115 | M | LESROKEBYUN1_RA; LESROKEBYUN2_RA; LESROKEBYUN3_RA | [10 empty] | 1975
6377 | PJM | Ocracoke Hybrid | 13683 | North Carolina El Member Corp | 35.1094 | -75.9797 | Odd Fellow Road | Ocracoke | NC | 27960 | Hyde | SERC | PJM | PJM Interconnection, LLC | Mixed | Petroleum Liquids; Batteries | 2 | 1; BAT | 4 | 4 | 4 | RE | Electric Utility | 12 | C | Buxton 34.5 KV OCRACOK1 | [6 empty] | 1 | 0.5 | 0.5 | LIB | 1991
6390 | PJM | Tangier | 84 | A & N Electric Coop | 37.8277 | -75.9915 | 4463 Janders Rd | Tangier | VA | 23440 | Accomack | RFC | PJM | PJM Interconnection, LLC | Petroleum | Petroleum Liquids | 2 | 5; 6 | 2.4 | 2.4 | 2.4 | RE | Electric Utility | 12.47 | C | [11 empty] | 1993
6391 | PJM | Smith Island | 84 | A & N Electric Coop | 37.9955 | -76.0389 | 20697 Caleb Jones Rd | Ewell | MD | 21824 | Somerset | RFC | PJM | PJM Interconnection, LLC | Petroleum | Petroleum Liquids | 2 | 2; 4 | 1.5 | 1.4 | 1.4 | RE | Electric Utility | 12.47 | C | [11 empty] | 1994
6393 | WECC | Strawberry Creek | 11273 | Lower Valley Energy Inc | 42.9051 | -110.8934 | 5698 Strawberry Creek Rd | Bedford | WY | 83112 | Lincoln | WECC | BPAT | Bonneville Power Administration | Other | Conventional Hydroelectric | 3 | 1; 2; 3 | 1.5 | 1.5 | 1.5 | RE | Electric Utility | 7.2 | C | [11 empty] | 1940
6394 | WECC | Swift Creek | 11273 | Lower Valley Energy Inc | 42.7284 | -110.9166 | 2nd and Monroe St | Afton | WY | 83110 | Lincoln | WECC | BPAT | Bonneville Power Administration | Other | Conventional Hydroelectric | 3 | 3; 4; 5 | 1.7 | 1.7 | 1.7 | RE | Electric Utility | 7.2 | C | [11 empty] | 2009
6395 | WECC | Anderson Ranch | 2518 | U S Bureau of Reclamation | 43.3571 | -115.4515 |  | Mountain Home | ID | 83647 | Elmore | WECC | BPAT | Bonneville Power Administration | Other | Conventional Hydroelectric | 2 | 1; 2 | 40 | 40 | 40 | RE | Electric Utility | 115 | F | [11 empty] | 1950
6396 | WECC | Black Canyon | 2518 | U S Bureau of Reclamation | 43.9305 | -116.4372 |  | Emmet | ID | 83617 | Gem | WECC | BPAT | Bonneville Power Administration | Other | Conventional Hydroelectric | 2 | 1; 2 | 10.2 | 10.2 | 10.2 | RE | Electric Utility | 66 | F | [11 empty] | 1925
6397 | WECC | Boise R Diversion | 2518 | U S Bureau of Reclamation | 43.5377 | -116.0938 |  | Boise | ID | 83706 | Ada | WECC | IPCO | Idaho Power Company | Other | Conventional Hydroelectric | 3 | 1A; 2A; 3A | 3.3 | 3.3 | 3.3 | RE | Electric Utility | 34.5 | F | [11 empty] | 2004
6398 | WECC | Minidoka | 2518 | U S Bureau of Reclamation | 42.6699 | -113.4832 |  | Rupert | ID | 83350 | Minidoka | WECC | BPAT | Bonneville Power Administration | Other | Conventional Hydroelectric | 4 | 6; 7; 8; 9 | 27.7 | 27.7 | 27.7 | RE | Electric Utility | 138 | F | [11 empty] | 1927
6400 | WECC | Canyon Ferry | 2518 | U S Bureau of Reclamation | 46.649 | -111.7279 |  | Helena | MT | 59601 | Lewis and Clark | WECC | WAUW | Western Area Power Administration UGP West | Other | Conventional Hydroelectric | 3 | 1; 2; 3 | 55 | 57.6 | 57.6 | RE | Electric Utility | 115 | F | [11 empty] | 1953
6402 | WECC | Elephant Butte | 2518 | U S Bureau of Reclamation | 33.1534 | -107.192 |  | Truth or Consequences | NM | 87901 | Sierra | WECC | WACM | Western Area Power Administration - Rocky Mountain Region | Other | Conventional Hydroelectric | 3 | 1; 2; 3 | 27.9 | 27.9 | 27.9 | RE | Electric Utility | 115 | F | [11 empty] | 1940
6403 | WECC | Green Springs | 2518 | U S Bureau of Reclamation | 42.1212 | -122.5479 |  | Columbia Falls | OR | 97520 | Jackson | WECC | BPAT | Bonneville Power Administration | Other | Conventional Hydroelectric | 1 | 1 | 17.2 | 17.2 | 17.2 | RE | Electric Utility | 69 | F | [11 empty] | 1960
6404 | WECC | Deer Creek (UT) | 2518 | U S Bureau of Reclamation | 40.4044 | -111.5284 |  | Heber | UT | 84601 | Wasatch | WECC | WAUW | Western Area Power Administration UGP West | Other | Conventional Hydroelectric | 2 | 1; 2 | 4.8 | 5.4 | 5.4 | RE | Electric Utility | 43.8 | F | [11 empty] | 1958
6405 | WECC | Flaming Gorge | 2518 | U S Bureau of Reclamation | 40.9146 | -109.4217 |  | Dutch John | UT | 84023 | Daggett | WECC | WAUW | Western Area Power Administration UGP West | Other | Conventional Hydroelectric | 3 | 1; 2; 3 | 151.8 | 151.8 | 151.8 | RE | Electric Utility | 138 | F | [11 empty] | 1963
6406 | WECC | Chandler | 2518 | U S Bureau of Reclamation | 46.2668 | -119.5898 |  | Benton City | WA | 99320 | Benton | WECC | BPAT | Bonneville Power Administration | Other | Conventional Hydroelectric | 2 | 1; 2 | 12 | 12 | 12 | RE | Electric Utility | 115 | F | [11 empty] | 1956
6407 | WECC | Roza | 2518 | U S Bureau of Reclamation | 46.6184 | -120.4778 |  | Yakima | WA | 98901 | Yakima | WECC | BPAT | Bonneville Power Administration | Other | Conventional Hydroelectric | 1 | 1 | 12.9 | 12.9 | 12.9 | RE | Electric Utility | 115 | F | [11 empty] | 1958
6408 | WECC | Heart Mountain | 2518 | U S Bureau of Reclamation | 44.5138 | -109.1296 |  | Cody | WY | 82414 | Park | WECC | WAUW | Western Area Power Administration UGP West | Other | Conventional Hydroelectric | 1 | 1 | 5 | 5 | 4.6 | RE | Electric Utility | 69 | F | [11 empty] | 1948
6409 | WECC | Alcova | 2518 | U S Bureau of Reclamation | 42.5484 | -106.7175 |  | Alcova | WY | 82620 | Natrona | WECC | WAUW | Western Area Power Administration UGP West | Other | Conventional Hydroelectric | 2 | 1; 2 | 41.4 | 41.4 | 41.4 | RE | Electric Utility | 115 | F | [11 empty] | 1955
6413 | MISO | Sam Rayburn Dam | 19449 | USACE-Fort Worth District | 31.0609 | -94.1062 | 7696 RR 255 West | Jasper | TX | 75951 | Jasper | TRE | MISO | Midcontinent Independent Transmission System Operator, Inc.. | Other | Conventional Hydroelectric | 2 | 1; 2 | 52 | 52 | 52 | RE | Electric Utility | 138 | F | [11 empty] | 1965
6415 | SPP | Broken Bow Dam | 27470 | USCE-Tulsa District | 34.1388 | -94.6845 | 4905 N. State Hwy 259-A | Broken Bow | OK | 74728 | McCurtain | MRO | SWPP | Southwest Power Pool | Other | Conventional Hydroelectric | 2 | 1; 2 | 100 | 115 | 115 | RE | Electric Utility | 138 | F | [11 empty] | 1970
6421 | WECC | Lemolo 2 | 14354 | PacifiCorp | 43.2806 | -122.4025 | Nfd 34 Road | Toketee Falls | OR | 97447 | Douglas | WECC | PACW | PacifiCorp - West | Other | Conventional Hydroelectric | 1 | 1 | 43.7 | 38.5 | 38.5 | RE | Electric Utility | 115 | I | [11 empty] | 1956
6422 | WECC | Madison Dam | 13902 | NorthWestern Energy (MT Hydro) | 45.4879 | -111.6338 | 950 Ennis Lake Road | Ennis | MT | 59729 | Madison | WECC | NWMT | NorthWestern Energy (NWMT) | Other | Conventional Hydroelectric | 4 | MAD5; MAD6; MAD7; MAD8 | 16.4 | 16.4 | 16.4 | RE | Electric Utility | 100 | I | [11 empty] | 2021
6424 | WECC | Chelan | 3413 | PUD No 1 of Chelan County | 47.8347 | -120.0133 | Chelan Hydro | Wenatchee | WA | 98801 | Chelan | WECC | CHPD | Public Utility District No. 1 of Chelan County | Other | Conventional Hydroelectric | 2 | A-1; A-2 | 59.2 | 62.1 | 62.1 | RE | Electric Utility | 115 | P | [11 empty] | 1927
6430 | WECC | Cedar Falls (WA) | 16868 | City of Seattle - (WA) | 47.4193 | -121.7819 | 20030 Cedar Falls Road S.E. | North Bend | WA | 98045 | King | WECC | SCL | Seattle City Light | Other | Conventional Hydroelectric | 2 | 5; 6 | 30 | 30 | 30 | RE | Electric Utility | 115 | M | CEDARFLS_1_GEN5GNODE; CEDARFLS_1_GEN6GNODE | [10 empty] | 1921
6431 | WECC | Gorge | 16868 | City of Seattle - (WA) | 48.6981 | -121.2086 | 500 Newhalem Street | Rockport | WA | 98283 | Whatcom | WECC | SCL | Seattle City Light | Other | Conventional Hydroelectric | 4 | 21; 22; 23; 24 | 207.3 | 193 | 193 | RE | Electric Utility | 230 | M | GORGE_2_GEN21GNODE; GORGE_2_GEN22GNODE; GORGE_2_GEN23GNODE; GORGE_2_GEN24GNODE | [10 empty] | 1924
6432 | WECC | Diablo | 16868 | City of Seattle - (WA) | 48.7139 | -121.1317 | 500 Newhalem Street | Rockport | WA | 98283 | Whatcom | WECC | SCL | Seattle City Light | Other | Conventional Hydroelectric | 4 | 31; 32; 35; 36 | 182.4 | 182.4 | 182.4 | RE | Electric Utility | 230 | M | DIABLO_2_GEN31GNODE; DIABLO_2_GEN32GNODE | [10 empty] | 1936
6433 | WECC | Boundary | 16868 | City of Seattle - (WA) | 48.9871 | -117.3478 | 1198 Boundary Dam Access Road | Metaline | WA | 99152 | Pend Oreille | WECC | SCL | Seattle City Light | Other | Conventional Hydroelectric | 6 | 51; 52; 53; 54; 55; 56 | 1159.7 | 1144.9 | 1144.9 | RE | Electric Utility | 230 | M | BNDRYSCL_2_GEN51GNODE; BNDRYSCL_2_GEN52GNODE; BNDRYSCL_2_GEN53GNODE; BNDRYSCL_2_GEN54GNODE; BNDRYSCL_2_GEN55GNODE; BNDRYSCL_2_GEN56GNODE | [10 empty] | 1967
6449 | WECC | Azusa | 14534 | City of Pasadena - (CA) | 34.1548 | -117.9093 | 1850 N San Gabriel Canyon Rd | Azusa | CA | 91702 | Los Angeles | WECC | CISO | California Independent System Operator | Other | Conventional Hydroelectric | 1 | 1 | 3 | 2 | 2 | RE | Electric Utility | 12 | M | [11 empty] | 1949
6459 | WECC | Big Fork | 14354 | PacifiCorp | 48.0592 | -114.0708 | Hwy 35 & Hwy 209 | Big Fork | MT | 59911 | Flathead | WECC | PACE | PacifiCorp - East | Other | Conventional Hydroelectric | 3 | 1; 2; 3 | 4.1 | 4.6 | 4.6 | RE | Electric Utility | 13.8 | I | [11 empty] | 1910
6462 | MISO | River Bend | 11241 | Entergy Louisiana LLC | 30.757 | -91.3327 | 5485 U.S. Highway 61 | St. Francisville | LA | 70775 | West Feliciana | SERC | MISO | Midcontinent Independent Transmission System Operator, Inc.. | Nuclear | Nuclear | 1 | 1 | 1035.9 | 975.5 | 990.8 | RE | Electric Utility | 230 | I | EES.RVRBEND1 | [10 empty] | 1986
6463 | MISO | Ames GT | 554 | City of Ames - (IA) | 42.0272 | -93.5828 | 2300 Pullman St | Ames | IA | 50010 | Story | MRO | MISO | Midcontinent Independent Transmission System Operator, Inc.. | Petroleum | Petroleum Liquids | 2 | GT1; GT2 | 78.7 | 41.2 | 22.1 | RE | Electric Utility | 69 | M | [11 empty] | 1972
6469 | SPP | Antelope Valley | 1307 | Basin Electric Power Coop | 47.3705 | -101.8357 | Hwy 200 | Beulah | ND | 58523 | Mercer | MRO | SWPP | Southwest Power Pool | Coal | Conventional Steam Coal | 2 | 1; 2 | 954 | 900 | 900 | RE | Electric Utility | 345 | C | WAUEANTELOPUNANTELO_1_UNIT_RA; WAUEANTELOPUNANTELO_2_UNIT_RA | [10 empty] | 1984
6479 | WECC | San Francisquito 1 | 11208 | Los Angeles Department of Water & Power | 34.5902 | -118.4547 | 37000 Clearcreek Rd. | Saugus | CA | 91390 | Los Angeles | WECC | LDWP | Los Angeles Department of Water and Power | Other | Conventional Hydroelectric | 4 | 1A; 3; 4; 6 | 65.5 | 77 | 77 | RE | Electric Utility | 115 | M | none | [10 empty] | 1917
6480 | WECC | San Francisquito 2 | 11208 | Los Angeles Department of Water & Power | 34.5343 | -118.5251 | 32400 San Francisquito Cyn Rd. | Saugus | CA | 91390 | Los Angeles | WECC | LDWP | Los Angeles Department of Water and Power | Other | Conventional Hydroelectric | 3 | 1; 2; 3 | 46 | 44.9 | 44.9 | RE | Electric Utility | 115 | M | none | [10 empty] | 1920
6481 | WECC | Intermountain Power Project | 11208 | Los Angeles Department of Water & Power | 39.5097 | -112.5802 | 850 Brush Wellman Rd. | Delta | UT | 84624 | Millard | WECC | LDWP | Los Angeles Department of Water and Power | Coal | Conventional Steam Coal | 2 | 1; 2 | 1640 | 1800 | 1800 | RE | Electric Utility | 500 | M | [11 empty] | 1986 | 2025
6484 | WECC | Bend | 14354 | PacifiCorp | 44.0623 | -121.3133 | NW Bond St & NW Wall St | Bend | OR | 97701 | Deschutes | WECC | PACW | PacifiCorp - West | Other | Conventional Hydroelectric | 3 | 1; 2; 3 | 1.1 | 1 | 1 | RE | Electric Utility | 4.16 | I | [11 empty] | 1913
6505 | WECC | Oak Grove | 15248 | Portland General Electric Co | 45.122 | -122.0699 | 55580 E Hwy 224 | Estacada | OR | 97023 | Clackamas | WECC | PGE | Portland General Electric Company | Other | Conventional Hydroelectric | 2 | 1; 2 | 51 | 44 | 44 | RE | Electric Utility | 115 | I | OGP1_1_GNODE1 | [10 empty] | 1924
6506 | WECC | Moyie Springs | 1956 | City of Bonners Ferry | 48.7339 | -116.1752 | Old Highway 2 | Moyie Springs | ID | 83845 | Boundary | WECC | BPAT | Bonneville Power Administration | Other | Conventional Hydroelectric | 4 | 1; 2; 3; 4 | 3.9 | 4.3 | 4.3 | RE | Electric Utility | 13.8 | M | [11 empty] | 1921
6507 | WECC | Drop 2 (WA) | 56621 | Yakama Power | 46.4492 | -120.5342 | 4981 West Wapato Rd | Wapato | WA | 98951 | Yakima | WECC | BPAT | Bonneville Power Administration | Other | Conventional Hydroelectric | 1 | 1 | 2.5 | 2.1 | 2.1 | RE | Electric Utility | 34.5 | C | [11 empty] | 1942
6508 | WECC | Drop 3 (WA) | 56621 | Yakama Power | 46.4231 | -120.56 | 7761 Progressive Rd | Wapato | WA | 98951 | Yakima | WECC | BPAT | Bonneville Power Administration | Other | Conventional Hydroelectric | 2 | 1; 2 | 1.6 | 1 | 1 | RE | Electric Utility | 34.5 | C | [11 empty] | 1932
6510 | WECC | Brunswick | 17166 | Sierra Pacific Power Co | 39.1522 | -119.7478 | US Hwy 50 East | Carson City | NV | 89701 | Carson City | WECC | NEVP | Nevada Power Company | Petroleum | Petroleum Liquids | 3 | 1; 2; 3 | 6 | 6 | 6 | RE | Electric Utility | 60 | I | [11 empty] | 1960 | 2028
6513 | WECC | Fleish | 56369 | Truckee Meadows Water Authority | 39.2851 | -119.5933 | Hwy 80 | Fleish | NV | 89439 | Washoe | WECC | NEVP | Nevada Power Company | Other | Conventional Hydroelectric | 1 | 1 | 2.5 | 2.5 | 2.2 | NR | IPP Non-CHP | 25 | M | [11 empty] | 1914
6515 | WECC | Valencia | 19728 | UNS Electric, Inc | 31.3635 | -110.9313 | 1741N. Grand Ave | Nogales | AZ | 85621 | Santa Cruz | WECC | TEPC | Tucson Electric Power Company | Natural Gas | Natural Gas Fired Combustion Turbine | 4 | GT1; GT2; GT3; GT4 | 108 | 60.3 | 65.6 | RE | Electric Utility | 138 | I | [11 empty] | 1989
6516 | WECC | Rocky Ford | 56146 | Black Hills Colorado Electric, LLC | 38.0492 | -103.7136 | 300 14th St South | Rocky Ford | CO | 81067 | Otero | WECC | PSCO | Public Service Company of Colorado | Petroleum | Petroleum Liquids | 5 | IC1A; IC2; IC3; IC4; IC5 | 10 | 10 | 10 | RE | Electric Utility | 69 | I | [11 empty] | 1964
6518 | WECC | Kings Beach | 57222 | Liberty Utilities (CalPeco Electric) LLC | 39.2458 | -120.0272 | N. End of Deer St. | Kings Beach | CA | 96143 | Placer | WECC | NEVP | Nevada Power Company | Petroleum | Petroleum Liquids | 6 | KB1; KB2; KB3; KB4; KB5; KB6 | 15 | 12 | 12 | RE | Electric Utility | 14.4 | I | [11 empty] | 2008
6521 | WECC | Lahontan | 40444 | Truckee-Carson Irrigation District | 39.4625 | -119.0667 | Lahontan Dam | Fallon | NV | 89406 | Churchill | WECC | NEVP | Nevada Power Company | Other | Conventional Hydroelectric | 3 | 1; 2; 3 | 1.8 | 1.8 | 1.8 | NR | IPP Non-CHP | 60 | P | [11 empty] | 1911
6522 | PJM | Yards Creek Energy | 64574 | Yards Creek Energy | 41.0006 | -75.0314 | 117 Walnut Valley Rd | Blairstown | NJ | 7825 | Warren | RFC | PJM | PJM Interconnection, LLC | Other | Hydroelectric Pumped Storage | 3 | 1; 2; 3 | 453 | 416.09 | 416.09 | NR | IPP Non-CHP | 230 | Q | YARDSCRE14 KV UNIT01; YARDSCRE14 KV UNIT02; YARDSCRE14 KV UNIT03 | [10 empty] | 1965
6531 | WECC | Verdi | 56369 | Truckee Meadows Water Authority | 39.3125 | -119.585 | Hwy 80 | Verdi | NV | 89439 | Washoe | WECC | NEVP | Nevada Power Company | Other | Conventional Hydroelectric | 1 | 1 | 2.4 | 2.4 | 2.4 | NR | IPP Non-CHP | 25 | M | [11 empty] | 1911
6532 | WECC | Washoe | 56369 | Truckee Meadows Water Authority | 39.3022 | -119.5604 | Hwy 80 | Verdi | NV | 89439 | Washoe | WECC | NEVP | Nevada Power Company | Other | Conventional Hydroelectric | 2 | 1; 2 | 2.6 | 1.8 | 1.4 | NR | IPP Non-CHP | 25 | M | [11 empty] | 1904
6537 | WECC | Little Cottonwood | 13137 | City of Murray - (UT) | 40.585 | -111.8006 | 9000 South Danish Rd | Sandy | UT | 84070 | Salt Lake | WECC | PACE | PacifiCorp - East | Other | Conventional Hydroelectric | 2 | 1; 2 | 4.8 | 4.8 | 4.8 | RE | Electric Utility | 138 | M | [11 empty] | 1983
6543 | PJM | Dam No. 4 Hydro Station | 57280 | Eagle Creek Renewable Energy, LLC | 39.4931 | -77.8269 | -- | Shepherdstown | WV | 25400 | Jefferson | RFC | PJM | PJM Interconnection, LLC | Other | Conventional Hydroelectric | 3 | 1; 2; 3 | 1.9 | 1.9 | 1.9 | NR | IPP Non-CHP | 34.5 | Q | RIVERTON138KV DUM HYD; RIVERTO138KV DUMHYD; RIVRTON138KV DUM HYD | [10 empty] | 1909
6544 | PJM | Dam No. 5 Hydro Station | 57280 | Eagle Creek Renewable Energy, LLC | 39.605 | -77.9231 | -- | Hedgesville | WV | 25400 | Berkeley | RFC | PJM | PJM Interconnection, LLC | Other | Conventional Hydroelectric | 2 | 1; 2 | 1 | 1 | 1 | NR | IPP Non-CHP | 34.5 | Q | RIVERTON138KV DUM HYD; RIVERTON138 DUM HYD | [10 empty] | 1919
6546 | PJM | Millville Hydro Station | 57280 | Eagle Creek Renewable Energy, LLC | 39.2731 | -77.7844 | -- | Millville | WV | 25400 | Jefferson | RFC | PJM | PJM Interconnection, LLC | Other | Conventional Hydroelectric | 3 | 1; 2; 3 | 2.8 | 2.4 | 3 | NR | IPP Non-CHP | 34.5 | Q | RIVERTON138KV DUM HYD | [10 empty] | 1913
6552 | WECC | Foster | 19400 | USACE Northwestern Division | 44.4146 | -122.6712 | P.O. BOX 807, 2000 53rd Ave | Foster | OR | 97345 | Linn | WECC | BPAT | Bonneville Power Administration | Other | Conventional Hydroelectric | 2 | 1; 2 | 20 | 20 | 20 | RE | Electric Utility | 115 | F | [11 empty] | 1968
6554 | MISO | Waverly Municipal Electric North Plant | 20214 | Waverly Municipal Elec Utility | 42.7317 | -92.4711 | 1002 Adams Parkway | Waverly | IA | 50677 | Bremer | MRO | MISO | Midcontinent Independent Transmission System Operator, Inc.. | Mixed | Petroleum Liquids; Natural Gas Internal Combustion Engine | 8 | 10; 17; 18; 19; 20; 7; 8; 9 | 25.1 | 25.1 | 25.1 | RE | Electric Utility | 12.5 | M | [11 empty] | 1958
6558 | MISO | D G Hunter | 298 | City of Alexandria - (LA) | 31.3207 | -92.4613 | 1011 North Third Street | Alexandria | LA | 71301 | Rapides | SERC | MISO | Midcontinent Independent Transmission System Operator, Inc.. | Natural Gas | Natural Gas Internal Combustion Engine | 7 | 10; 11; 5; 6; 7; 8; 9 | 65.1 | 60.2 | 60.2 | RE | Electric Utility | 138 | M | [11 empty] | 2016
6560 | PJM | London | 733 | Appalachian Power Co | 38.1944 | -81.3706 | State Route 61 | Handley | WV | 25126 | Kanawha | RFC | PJM | PJM Interconnection, LLC | Other | Conventional Hydroelectric | 3 | 1; 2; 3 | 14.4 | 14.4 | 14.4 | RE | Electric Utility | 46 | I | [11 empty] | 1935
6561 | PJM | Marmet | 733 | Appalachian Power Co | 38.2526 | -81.5695 | 86th Street | Marmet | WV | 25315 | Kanawha | RFC | PJM | PJM Interconnection, LLC | Other | Conventional Hydroelectric | 3 | 1; 2; 3 | 14.4 | 14.4 | 14.4 | RE | Electric Utility | 46 | I | [11 empty] | 1935
6562 | PJM | Winfield | 733 | Appalachian Power Co | 38.5274 | -81.9139 | U.S. Route 35 | Winfield | WV | 25213 | Putnam | RFC | PJM | PJM Interconnection, LLC | Other | Conventional Hydroelectric | 3 | 1; 2; 3 | 24.5 | 18.7 | 24.3 | RE | Electric Utility | 69 | I | [11 empty] | 1938
6565 | PJM | Berlin | 1615 | Town of Berlin - (MD) | 38.3278 | -75.2172 | 309 William Street | Berlin | MD | 21811 | Worcester | RFC | PJM | PJM Interconnection, LLC | Mixed | Petroleum Liquids; Natural Gas Internal Combustion Engine | 3 | 1A; 5A; 8A | 5.6 | 5.6 | 5.6 | RE | Electric Utility | 25 | M | [11 empty] | 1961
6579 | SPP | Johnson | 9776 | City of Johnson - (KS) | 37.5669 | -101.7511 | 402 S. Main | Johnson | KS | 67855 | Stanton | MRO | SWPP | Southwest Power Pool | Petroleum | Petroleum Liquids | 2 | CAT8; CAT9 | 6 | 6 | 6 | RE | Electric Utility | 13.8 | M | [11 empty] | 2017
6595 | MISO | Toledo Bend | 55937 | Entergy Texas Inc. | 31.1735 | -93.5659 | 209 Private Road 6055 | Burkville | TX | 75932 | Newton | SERC | MISO | Midcontinent Independent Transmission System Operator, Inc.. | Other | Conventional Hydroelectric | 2 | 1; 2 | 81 | 80 | 80 | RE | Electric Utility | 138 | I | EES.TOL_BEND1; EES.TOL_BEND2 | [10 empty] | 1969
6612 | WECC | Union Valley | 16534 | Sacramento Municipal Util Dist | 38.8643 | -120.4443 | Pevine Ridge Rd | Fresh Pond | CA | 95725 | El Dorado | WECC | BANC | Balancing Authority of Northern California | Other | Conventional Hydroelectric | 1 | 1 | 38.6 | 38.6 | 38.6 | RE | Electric Utility | 230 | P | [11 empty] | 1963
6619 | WECC | Burlington (CO) | 30151 | Tri-State G & T Assn, Inc | 39.3561 | -102.2431 | 21889 County Road 50 | Burlington | CO | 80807 | Kit Carson | WECC | WACM | Western Area Power Administration - Rocky Mountain Region | Petroleum | Petroleum Liquids | 2 | 1; 2 | 129.4 | 100 | 120 | RE | Electric Utility | 115 | C | [11 empty] | 1977
6623 | WECC | Fort Peck | 19635 | USACE-Omaha | 48.0122 | -106.4123 | 215 Yellowstone Rd | Fort Peck | MT | 59223 | McCone | WECC | WAUW | Western Area Power Administration UGP West | Other | Conventional Hydroelectric | 5 | 1; 2; 3; 4; 5 | 179.7 | 218 | 218 | RE | Electric Utility | 230 | F | [11 empty] | 1943
6624 | SPP | Gavins Point | 19635 | USACE-Omaha | 42.8488 | -97.4815 | 200 Powerplant Rd | Crofton | NE | 68730 | Cedar | MRO | SWPP | Southwest Power Pool | Other | Conventional Hydroelectric | 3 | 1; 2; 3 | 132.3 | 102 | 102 | RE | Electric Utility | 115 | F | [11 empty] | 1956
6636 | PJM | Lake Lynn Hydro Station | 57280 | Eagle Creek Renewable Energy, LLC | 39.7203 | -79.8561 | 700 Lake Lynn Road | Lake Lynn | PA | 15451 | Fayette | RFC | PJM | PJM Interconnection, LLC | Other | Conventional Hydroelectric | 4 | 1; 2; 3; 4 | 51.2 | 52 | 52 | NR | IPP Non-CHP | 138 | Q | LAKELYNN11KV GEN1-4 | [10 empty] | 1926
6639 | MISO | R D Green | 1692 | Big Rivers Electric Corp | 37.6461 | -87.5 | 9000 Highway 2096 | Robards | KY | 42452 | Webster | SERC | MISO | Midcontinent Independent Transmission System Operator, Inc.. | Natural Gas | Natural Gas Steam Turbine | 2 | 1; 2 | 586 | 454 | 454 | RE | Electric Utility | 161 | C | BREC.GREEN1; BREC.GREEN2 | [10 empty] | 1979
6641 | MISO | Independence Steam Electric Station | 814 | Entergy Arkansas LLC | 35.6784 | -91.4088 | 555 Point Ferry Road | Newark | AR | 72562 | Independence | SERC | MISO | Midcontinent Independent Transmission System Operator, Inc.. | Coal | Conventional Steam Coal | 2 | 1; 2 | 1800 | 1662 | 1678 | RE | Electric Utility | 161 | I | EAI.INDEPEND1; EAI.INDEPEND2 | [10 empty] | 1983
6644 | WECC | Lake Mathews | 12397 | Metropolitan Water District of S CA | 33.8553 | -117.4537 | 18250 La Sierra | Riverside | CA | 92503 | Riverside | WECC | CISO | California Independent System Operator | Other | Conventional Hydroelectric | 1 | 1 | 4.9 | 4.9 | 4.9 | RE | Electric Utility | 34.5 | S | [11 empty] | 1980
6645 | WECC | Foothill Feeder | 12397 | Metropolitan Water District of S CA | 34.5148 | -118.6092 | 81849 N. Lake Hughes Rd. | Castaic | CA | 91384 | Los Angeles | WECC | CISO | California Independent System Operator | Other | Conventional Hydroelectric | 2 | 1; 2 | 9 | 7.1 | 6.7 | RE | Electric Utility | 66 | S | [11 empty] | 1981
6646 | WECC | San Dimas | 12397 | Metropolitan Water District of S CA | 34.1275 | -117.7958 | 1507 Sycamore Road | San Dimas | CA | 91773 | Los Angeles | WECC | CISO | California Independent System Operator | Other | Conventional Hydroelectric | 1 | 1 | 9.9 | 9.9 | 9.9 | RE | Electric Utility | 66 | S | [11 empty] | 1981
6647 | WECC | Yorba Linda | 12397 | Metropolitan Water District of S CA | 33.9117 | -117.8192 | 3972 Valley View Ave | Yorba Linda | CA | 92886 | Orange | WECC | CISO | California Independent System Operator | Other | Conventional Hydroelectric | 1 | 1 | 5.1 | 5.1 | 5.1 | RE | Electric Utility | 66 | S | [11 empty] | 1981
6650 | MISO | Mexico | 19436 | Union Electric Co - (MO) | 39.1481 | -91.8306 | 2951 Christopher Drive | Mexico | MO | 65265 | Audrain | SERC | MISO | Midcontinent Independent Transmission System Operator, Inc.. | Petroleum | Petroleum Liquids | 1 | 1 | 60.7 | 54 | 69 | RE | Electric Utility | 69 | I | AMMO.MEXCTG1 | [10 empty] | 1978
6651 | MISO | Moberly | 19436 | Union Electric Co - (MO) | 39.4244 | -92.4837 | 1063 County Road 215 | Moberly | MO | 65270 | Randolph | SERC | MISO | Midcontinent Independent Transmission System Operator, Inc.. | Petroleum | Petroleum Liquids | 1 | 1 | 60.6 | 54 | 69 | RE | Electric Utility | 69 | I | AMMO.MOBCTG1 | [10 empty] | 1978
6652 | MISO | Moreau | 19436 | Union Electric Co - (MO) | 38.5557 | -92.1023 | 5530 Algoa Road | Moreau | MO | 65101 | Cole | SERC | MISO | Midcontinent Independent Transmission System Operator, Inc.. | Petroleum | Petroleum Liquids | 1 | 1 | 60.8 | 54 | 69 | RE | Electric Utility | 69 | I | AMMO.MORUCTG1 | [10 empty] | 1978
6664 | MISO | Louisa | 12341 | MidAmerican Energy Co | 41.3181 | -91.0931 | 8602 - 172 St. | Muscatine | IA | 52761 | Louisa | MRO | MISO | Midcontinent Independent Transmission System Operator, Inc.. | Coal | Conventional Steam Coal | 1 | 1 | 811.9 | 745.6 | 755 | RE | Electric Utility | 345 | I | MEC.LOUISA_1 | [10 empty] | 1983
6704 | WECC | Pebbly Beach Generating Station Hybrid | 17609 | Southern California Edison Co | 33.3331 | -118.3103 | #1 Pebbly Beach Road | Avalon | CA | 90704 | Los Angeles | WECC | CISO | California Independent System Operator | Mixed | Petroleum Liquids; Batteries | 30 | 10; 12; 14; 15; 7; 8; MT01; MT02; MT03; MT04; MT05; MT06; MT07; MT08; MT09; MT10; MT11; MT14; MT15; MT16; MT17; MT18; MT19; MT20; MT21; MT22; MT23; MT24; MT25; NASB1 | 12.7 | 12.7 | 12.7 | RE | Electric Utility | 12 | I | [7 empty] | 6.8 | 1 | 1 | NAB | 1958
6705 | MISO | Warrick | 261 | AGC Division of APGI Inc | 37.915 | -87.3328 | 4700 Darlington Rd. | Newburgh | IN | 47630 | Warrick | RFC | MISO | Midcontinent Independent Transmission System Operator, Inc.. | Coal | Conventional Steam Coal | 4 | 1; 2; 3; 4 | 822.8 | 594.5 | 724 | NR | IPP CHP | 138 | I | sige.apgi; sige.war4alcoa | [10 empty] | 1960
6741 | MISO | Rock Lake CT | 7570 | Great River Energy | 45.8054 | -92.9718 | 1655 Main Street | Pine City | MN | 55063 | Pine | MRO | MISO | Midcontinent Independent Transmission System Operator, Inc.. | Petroleum | Petroleum Liquids | 1 | 1 | 25 | 21.4 | 28.5 | RE | Electric Utility | 69 | C | GRE.ROCKLAKE | [10 empty] | 1978
6761 | WECC | Rawhide | 15143 | Platte River Power Authority | 40.8609 | -105.0212 | 2700 East Co. Rd. 82 | Wellington | CO | 80549 | Larimer | WECC | PSCO | Public Service Company of Colorado | Mixed | Conventional Steam Coal; Natural Gas Fired Combustion Turbine | 6 | 1; A; B; C; D; F | 800.4 | 668 | 668 | RE | Electric Utility | 230 | P | [11 empty] | 1984 | 2029
6772 | SPP | Hugo | 20447 | Western Farmers Elec Coop, Inc | 34.0158 | -95.3206 | 3 Miles West on Hyw. 70 | Fort Towson | OK | 74735 | Choctaw | MRO | SWPP | Southwest Power Pool | Coal | Conventional Steam Coal | 1 | 1 | 446 | 440 | 440 | RE | Electric Utility | 138 | C | WFEC_HUGO_PLANT | [10 empty] | 1982
6791 | SPP | Augusta Electric Plant No 2 | 998 | City of Augusta - (KS) | 37.6861 | -96.965 | 615 E 12th Street | Augusta | KS | 67010 | Butler | MRO | SWPP | Southwest Power Pool | Natural Gas | Natural Gas Internal Combustion Engine | 4 | 1; 2; 3; 4 | 20.7 | 20.1 | 20.1 | RE | Electric Utility | 12.47 | M | [11 empty] | 1968
6823 | MISO | D B Wilson | 1692 | Big Rivers Electric Corp | 37.4497 | -87.0806 | 5663 Highway 85 West | Centertown | KY | 42328 | Ohio | SERC | MISO | Midcontinent Independent Transmission System Operator, Inc.. | Coal | Conventional Steam Coal | 1 | 1 | 509.4 | 417 | 417 | RE | Electric Utility | 161 | C | BREC.WILSON1 | [10 empty] | 1984
6824 | MISO | St Bonifacius | 7570 | Great River Energy | 44.905 | -93.8208 | PO Box 100, 5430 City Road 10 | St. Bonifacius | MN | 55375 | Carver | MRO | MISO | Midcontinent Independent Transmission System Operator, Inc.. | Petroleum | Petroleum Liquids | 1 | 1 | 61.2 | 66.3 | 74.5 | RE | Electric Utility | 115 | C | GRE.STBONI | [10 empty] | 1978
7011 | SPP | Hugoton 2 | 9011 | City of Hugoton - (KS) | 37.1642 | -101.3401 | 1601 S. Washington | Hugoton | KS | 67951 | Stevens | MRO | SWPP | Southwest Power Pool | Mixed | Petroleum Liquids; Natural Gas Internal Combustion Engine | 7 | 10; 11; 12; 13; 7; 8; 9A | 19.2 | 17.3 | 17.3 | RE | Electric Utility | 13.2 | M | [11 empty] | 1964
7012 | WECC | Lower No 1 | 9187 | City of Idaho Falls - (ID) | 43.4687 | -112.0625 | 1690 W. Sunnyside Road | Idaho Falls | ID | 83402 | Bonneville | WECC | PACE | PacifiCorp - East | Other | Conventional Hydroelectric | 1 | 2 | 8 | 8 | 8 | RE | Electric Utility | 46 | M | [11 empty] | 1982
7013 | SPP | East 12th Street | 20813 | City of Winfield - (KS) | 37.2367 | -96.9625 | 2801 East 12th Ave. | Winfield | KS | 67156 | Cowley | MRO | SWPP | Southwest Power Pool | Mixed | Natural Gas Steam Turbine; Petroleum Liquids | 2 | 4; 5 | 28.1 | 27.4 | 30.2 | RE | Electric Utility | 12.47 | M | [11 empty] | 1970
7015 | WECC | Unit 4 | 13037 | City of Mt Pleasant - (UT) | 39.5441 | -111.4187 | 11775 E 18500 N | Mt Pleasent | UT | 84647 | Sanpete | WECC | PACE | PacifiCorp - East | Other | Conventional Hydroelectric | 1 | 1 | 1.3 | 1.3 | 0.3 | RE | Electric Utility | 2.4 | M | [11 empty] | 1993
7018 | SPP | Chanute 3 | 3355 | City of Chanute | 37.6376 | -95.4704 | 4302 S Plummer | Chanute | KS | 66720 | Neosho | MRO | SWPP | Southwest Power Pool | Mixed | Natural Gas Internal Combustion Engine; Petroleum Liquids | 5 | 10; 11; 12; 13; 9 | 34.8 | 32.1 | 32.1 | RE | Electric Utility | 69 | M | [11 empty] | 1985
7028 | WECC | Whitehead | 17845 | City of Springville - (UT) | 40.1817 | -111.6203 | 450 W. 600 N. | Springville | UT | 84663 | Utah | WECC | PACE | PacifiCorp - East | Natural Gas | Natural Gas Internal Combustion Engine | 7 | K1; K2; K3CAT; K4CAT; K5CAT; K6CAT; K7CAT | 26.5 | 24.4 | 25 | RE | Electric Utility | 46 | M | [11 empty] | 1986
7032 | PJM | Gravel Neck | 19876 | Virginia Electric & Power Co | 37.1575 | -76.6911 | 5208 Hog Island Road | Surry | VA | 23883 | Surry | SERC | PJM | PJM Interconnection, LLC | Mixed | Petroleum Liquids; Natural Gas Fired Combustion Turbine | 6 | 1; 2; 3; 4; 5; 6 | 407.7 | 368 | 411.4 | RE | Electric Utility | 230 | I | [11 empty] | 1970
7034 | WECC | Hydro II | 11135 | City of Logan - (UT) | 41.7437 | -111.7832 | 1990 E Hwy 89 | Logan | UT | 84321 | Cache | WECC | PACE | PacifiCorp - East | Other | Conventional Hydroelectric | 2 | 1; 2 | 6.6 | 6.2 | 3 | RE | Electric Utility | 12 | M | [11 empty] | 1986
7039 | WECC | Lake (WY) | 56815 | NorthWestern Energy (MT wind/thermal) | 44.415 | -110.5739 | YellowStone Lake (area) | Yellowstone | WY | 82190 | Teton | WECC | NWMT | NorthWestern Energy (NWMT) | Petroleum | Petroleum Liquids | 1 | 1 | 2.7 | 2.7 | 2.7 | RE | Electric Utility | 50 | I | [11 empty] | 1967
7040 | SPP | Ellis Hydro | 807 | Arkansas Electric Coop Corp | 35.3514 | -94.2943 | Hwy 59 | Van Buren | AR | 72956 | Crawford | SERC | SWPP | Southwest Power Pool | Other | Conventional Hydroelectric | 3 | 1; 2; 3 | 32.4 | 17 | 17 | RE | Electric Utility | 69 | C | AECC_HYDRO13 | [10 empty] | 1988
7058 | MISO | Solon Diesel | 4715 | Dahlberg Light & Power Co | 46.359 | -91.8236 | 9178 E Dahlberg Parkway | Solon Springs | WI | 54873 | Douglas | MRO | MISO | Midcontinent Independent Transmission System Operator, Inc.. | Petroleum | Petroleum Liquids | 8 | 1; 2; 3; 4; 5; 6; 7; 8 | 8 | 6.4 | 6.4 | RE | Electric Utility | 69 | I | [11 empty] | 1988
7060 | MISO | Sibley No Two | 17141 | City of Sibley - (IA) | 43.3969 | -95.7497 | 321 11th St. | Sibley | IA | 51249 | Osceola | MRO | MISO | Midcontinent Independent Transmission System Operator, Inc.. | Petroleum | Petroleum Liquids | 1 | 4 | 1.1 | 1 | 1.1 | RE | Electric Utility | 12 | M | [11 empty] | 1987
7066 | WECC | Stampede | 2518 | U S Bureau of Reclamation | 39.4704 | -120.1046 |  | Truckee | CA | 96161 | Sierra | WECC | NEVP | Nevada Power Company | Other | Conventional Hydroelectric | 2 | 1; 2 | 3.6 | 3.6 | 3.6 | RE | Electric Utility | 60 | F | [11 empty] | 1988
7072 | WECC | Mojave Siphon | 3255 | California Dept. of Water Resources | 34.3074 | -117.3235 | 16001 Hwy. 173 | Hesperia | CA | 92345 | San Bernardino | WECC | CISO | California Independent System Operator | Other | Conventional Hydroelectric | 3 | 1; 2; 3 | 32.7 | 32.4 | 32.4 | RE | Electric Utility | 115 | S | [11 empty] | 1996
7079 | WECC | Upper Salmon B | 9191 | Idaho Power Co | 42.7664 | -114.9082 | Bell Rapids Road | Hagerman | ID | 83332 | Twin Falls | WECC | IPCO | Idaho Power Company | Other | Conventional Hydroelectric | 2 | 1; 2 | 16.5 | 18.78 | 18.61 | RE | Electric Utility | 138 | I | US34_1_TOT_B_GEN-APND | [10 empty] | 1947
7080 | WECC | St George Red Rock | 17874 | City of St George | 37.1137 | -113.5689 | 695 East Red Hills Park Way | St George | UT | 84770 | Washington | WECC | PACE | PacifiCorp - East | Petroleum | Petroleum Liquids | 2 | 1; 2 | 14 | 14 | 14 | RE | Electric Utility | 69 | M | [11 empty] | 1987
7082 | WECC | Harry Allen | 13407 | Nevada Power Co | 36.4306 | -114.9024 | 14601 North Las Vegas Blvd | Las Vegas | NV | 89124 | Clark | WECC | NEVP | Nevada Power Company | Natural Gas | Natural Gas Fired Combined Cycle; Natural Gas Fired Combustion Turbine | 5 | 5; 6; 7; GT1; GT4 | 745 | 654 | 676 | RE | Electric Utility | 525 | I | [11 empty] | 1995
7111 | WECC | Heber City | 8366 | Heber Light & Power Company | 40.5037 | -111.4252 | 750 West 350 South | Heber City | UT | 84032 | Wasatch | WECC | PACE | PacifiCorp - East | Natural Gas | Natural Gas Internal Combustion Engine | 9 | 1; 11; 12; 13; 14; 15; 4; NA10; NA9 | 17.5 | 17.5 | 17.5 | RE | Electric Utility | 46 | M | [11 empty] | 2002
7113 | WECC | PEC Headworks | 14624 | PUD No 2 of Grant County | 47.1596 | -119.8963 | SR 262 | Moses Lake | WA | 98837 | Grant | WECC | GCPD | Public Utility District No. 2 of Grant County, Washington | Other | Conventional Hydroelectric | 1 | 1 | 6.6 | 6.6 | 6.6 | RE | Electric Utility | 115 | P | [11 empty] | 1990
7115 | MISO | Hoist | 19578 | Upper Peninsula Power Company | 46.5628 | -87.5686 | Hoist Dam Rd | Negaunee | MI | 49866 | Marquette | RFC | MISO | Midcontinent Independent Transmission System Operator, Inc.. | Other | Conventional Hydroelectric | 2 | 2; 3 | 3.4 | 2 | 1.3 | RE | Electric Utility | 33 | I | UPPC.INTEGRATD | [10 empty] | 1988
7116 | MISO | McClure Dam | 19578 | Upper Peninsula Power Company | 46.5717 | -87.4764 | 800 Forestville Rd | Marquette | MI | 49855 | Marquette | RFC | MISO | Midcontinent Independent Transmission System Operator, Inc.. | Other | Conventional Hydroelectric | 2 | 1; 2 | 8 | 5.8 | 4.6 | RE | Electric Utility | 33 | I | UPPC.INTEGRATD | [10 empty] | 1988
7118 | MISO | Cataract (MI) | 65429 | Cataract Hydro, LLC | 46.3156 | -87.5128 | 1200 N Cataract | Gwinn | MI | 49841 | Marquette | RFC | MISO | Midcontinent Independent Transmission System Operator, Inc.. | Other | Conventional Hydroelectric | 1 | 1 | 2 | 0.6 | 0.3 | NR | IPP Non-CHP | 69 | Q | [11 empty] | 1988
7119 | MISO | Gladstone | 19578 | Upper Peninsula Power Company | 45.8475 | -87.0036 | 11 Delta Av | Gladstone | MI | 49837 | Delta | RFC | MISO | Midcontinent Independent Transmission System Operator, Inc.. | Petroleum | Petroleum Liquids | 1 | 1 | 22.6 | 17 | 22.2 | RE | Electric Utility | 69 | I | UPPC.GLADSTONE | [10 empty] | 1975
7127 | WECC | Wynoochee | 18429 | City of Tacoma - (WA) | 47.3851 | -123.6052 | 5120 Wynoochee Valley Road | Montesano | WA | 98520 | Grays Harbor | WECC | TPWR | City of Tacoma, Department of Public Utilities, Light Division | Other | Conventional Hydroelectric | 1 | 1 | 12.8 | 15.5 | 12.8 | RE | Electric Utility | 34.5 | M | [11 empty] | 1994
7128 | PJM | William F Matson Generating Station | 332 | Allegheny Electric Coop Inc | 40.4329 | -78.0029 | 13797 Point Road | Huntingdon | PA | 16652 | Huntingdon | RFC | PJM | PJM Interconnection, LLC | Other | Conventional Hydroelectric | 2 | 1; 2 | 21.7 | 8.4 | 21.7 | RE | Electric Utility | 46 | C | [11 empty] | 1988
7129 | WECC | Thermalito Diverson Dam | 3255 | California Dept. of Water Resources | 39.5287 | -121.5464 | 460 Glen Dr. | Oroville | CA | 95966 | Butte | WECC | CISO | California Independent System Operator | Other | Conventional Hydroelectric | 1 | TD1 | 3.4 | 3 | 3 | RE | Electric Utility | 230 | S | [11 empty] | 1987
7132 | WECC | Pine View Dam | 2010 | City of Bountiful | 41.2543 | -111.8485 | 902 Ogden Canyon | Ogden | UT | 84401 | Weber | WECC | PACE | PacifiCorp - East | Other | Conventional Hydroelectric | 1 | NA1 | 1.8 | 1.8 | 1.8 | RE | Electric Utility | 46 | M | [11 empty] | 1991
7135 | MISO | Whillock | 807 | Arkansas Electric Coop Corp | 35.1276 | -92.7903 | Cherokee Park | Morrilton | AR | 72110 | Conway | SERC | MISO | Midcontinent Independent Transmission System Operator, Inc.. | Other | Conventional Hydroelectric | 3 | 1; 2; 3 | 32.4 | 17 | 17 | RE | Electric Utility | 161 | C | EAI.AECCHYDRO9 | [10 empty] | 1993
7138 | PJM | Forked River | 61358 | Forked River Power, LLC | 39.8154 | -74.2098 | 789 South Main Street | Forked River | NJ | 8731 | Ocean | RFC | PJM | PJM Interconnection, LLC | Natural Gas | Natural Gas Fired Combustion Turbine | 2 | 1; 2 | 76.8 | 65 | 85 | NR | IPP Non-CHP | 230 | Q | OYSTERCR14KV FR1; OYSTERCR14KV FR2 | [10 empty] | 1989
7145 | MISO | Pleasant Hill | 12341 | MidAmerican Energy Co | 41.5572 | -93.5242 | 3191 SE 45 St. | Pleasant Hill | IA | 50317 | Polk | MRO | MISO | Midcontinent Independent Transmission System Operator, Inc.. | Natural Gas | Natural Gas Fired Combustion Turbine | 3 | 1; 2; 3 | 179.8 | 153.6 | 176 | RE | Electric Utility | 69 | I | MEC.PHEC1; MEC.PHEC2; MEC.PHEC3 | [10 empty] | 1990
7147 | WECC | Mill Creek 3 | 17609 | Southern California Edison Co | 34.088 | -117.0395 | Hwy38 San Bernardino Nat'l For | Mill Creek | CA | 96061 | San Bernardino | WECC | CISO | California Independent System Operator | Other | Conventional Hydroelectric | 3 | 3; 4; 5 | 3 | 3 | 3 | RE | Electric Utility | 12 | I | [11 empty] | 1903
7151 | WECC | Stony Gorge | 16655 | City of Santa Clara - (CA) | 39.5869 | -122.5332 | County Road 306 | Elk Creek | CA | 95939 | Glenn | WECC | CISO | California Independent System Operator | Other | Conventional Hydroelectric | 2 | 1; 2 | 5 | 5 | 5 | RE | Electric Utility | 60 | M | POD_ELKCRK_6_STONYG-APNDPOD_ELKCRK_6_STONYG-APND; POD_ELKCRK_6_STONYG-APND | [10 empty] | 1986
7153 | PJM | Hay Road | 56609 | Calpine Mid-Atlantic Generation LLC | 39.7436 | -75.5072 | 198 Hay Road | Wilmington | DE | 19809 | New Castle | RFC | PJM | PJM Interconnection, LLC | Natural Gas | Natural Gas Fired Combined Cycle | 8 | HR1; HR2; HR3; HR4; HR5; HR6; HR7; HR8 | 1098.2 | 1128 | 1128 | NR | IPP Non-CHP | 230 | Q | 50889; 50891; 50890; 50892; 1048074; 1048073; 1048072; 1048075 | [10 empty] | 1989
7155 | MISO | Lime Creek | 9417 | Interstate Power and Light Co | 43.2481 | -93.205 | 24510 Orchid Ave | Mason City | IA | 50401 | Cerro Gordo | MRO | MISO | Midcontinent Independent Transmission System Operator, Inc.. | Petroleum | Petroleum Liquids | 2 | 1; 2 | 90.2 | 72.3 | 97.9 | RE | Electric Utility | 69 | I | ALTW.LIMEC1; ALTW.LIMEC2 | [10 empty] | 1991
7158 | PJM | Woodsdale | 55729 | Duke Energy Kentucky Inc | 39.4492 | -84.4611 | 2100 Woodsdale Rd | Trenton | OH | 45067 | Butler | RFC | PJM | PJM Interconnection, LLC | Natural Gas | Natural Gas Fired Combustion Turbine | 6 | GT1; GT2; GT3; GT4; GT5; GT6 | 571.8 | 476 | 564 | RE | Electric Utility | 345 | I | [11 empty] | 1992
7159 | MISO | Concord | 20847 | Wisconsin Electric Power Co | 43.1669 | -88.69 | N8914 County Highway E | Watertown | WI | 53094 | Jefferson | RFC | MISO | Midcontinent Independent Transmission System Operator, Inc.. | Natural Gas | Natural Gas Fired Combustion Turbine | 4 | 1; 2; 3; 4 | 381.6 | 367.2 | 400 | RE | Electric Utility | 138 | I | WEC.CCDGTC1; WEC.CCDGTC2; WEC.CCDGTC3; WEC.CCDGTC4 | [10 empty] | 1993
7164 | WECC | Waddell | 2850 | Central Arizona Water Conservation Dist | 33.8447 | -112.2714 | 39300 N Lake Pleasant Rd | Peoria | AZ | 85383 | Maricopa | WECC | WALC | Western Area Power Administration - Desert Southwest Region | Other | Hydroelectric Pumped Storage | 4 | PG3; PG6; PG7; PS1 | 40 | 40 | 40 | RE | Electric Utility | 230 | M | [11 empty] | 1993
7166 | MISO | Murray | 13718 | City of North Little Rock - (AR) | 34.7956 | -92.3569 | 4000 Cooks Landing | North Little Rock | AR | 72115 | Pulaski | SERC | MISO | Midcontinent Independent Transmission System Operator, Inc.. | Other | Conventional Hydroelectric | 2 | 1; 2 | 45.4 | 42.4 | 42.4 | RE | Electric Utility | 115 | M | EAI.NLRLD | [10 empty] | 1988
7179 | WECC | Headgate Rock | 3990 | Colorado River Indian Irr Proj | 34.1683 | -114.2774 | 11850 Headgate Rock Dam Rd. | Parker | AZ | 85344 | La Paz | WECC | WALC | Western Area Power Administration - Desert Southwest Region | Other | Conventional Hydroelectric | 3 | 1; 2; 3 | 19.5 | 19.5 | 19.5 | RE | Electric Utility | 69 | F | [11 empty] | 1993
7189 | WECC | Whiskeytown | 15783 | City of Redding - (CA) | 40.5976 | -122.5387 | Whiskeytown Dam | Whiskeytown | CA | 96001 | Shasta | WECC | BANC | Balancing Authority of Northern California | Other | Conventional Hydroelectric | 1 | 1 | 3.5 | 3.5 | 3.5 | RE | Electric Utility | 230 | M | [11 empty] | 1986
7190 | WECC | Milner Hydro | 9191 | Idaho Power Co | 42.5268 | -114.0369 | 3625 North 5200 East | Murtaugh | ID | 83344 | Cassia | WECC | IPCO | Idaho Power Company | Other | Conventional Hydroelectric | 3 | 1; 2; 3 | 59.5 | 48.29 | 3.75 | RE | Electric Utility | 138 | I | MLPR_1_TOT_GEN-APND | [10 empty] | 1992
7200 | MISO | Robert D Willis | 19449 | USACE-Fort Worth District | 30.7975 | -94.1756 | 1494 CR 154 | Jasper | TX | 75951 | Jasper | TRE | MISO | Midcontinent Independent Transmission System Operator, Inc.. | Other | Conventional Hydroelectric | 2 | 1; 2 | 8 | 8 | 8 | RE | Electric Utility | 25 | F | [11 empty] | 1989
7203 | MISO | South Fond Du Lac | 20856 | Wisconsin Power & Light Co | 43.7353 | -88.4967 | 5356 River Rd | Fond du Lac | WI | 54937 | Fond Du Lac | MRO | MISO | Midcontinent Independent Transmission System Operator, Inc.. | Natural Gas | Natural Gas Fired Combustion Turbine | 4 | CT1; CT2; CT3; CT4 | 381.6 | 327.8 | 408 | RE | Electric Utility | 138 | I | ALTE.SFONDDLG1; ALTE.SFONDDLG2; ALTE.SFONDDLG3; ALTE.SFONDDLG4 | [10 empty] | 1993
7212 | PJM | Darbytown | 19876 | Virginia Electric & Power Co | 37.4982 | -77.3685 | 6001 Fergus Blvd | Richmond | VA | 23883 | Henrico | SERC | PJM | PJM Interconnection, LLC | Natural Gas | Natural Gas Fired Combustion Turbine | 4 | 1; 2; 3; 4 | 368.4 | 340 | 368 | RE | Electric Utility | 230 | I | [11 empty] | 1990
7213 | PJM | Clover | 19876 | Virginia Electric & Power Co | 36.869 | -78.704 | P. O. Box 245 Route 92 | Clover | VA | 24534 | Halifax | SERC | PJM | PJM Interconnection, LLC | Coal | Conventional Steam Coal | 2 | 1; 2 | 848 | 877.1 | 881.9 | RE | Electric Utility | 230 | I | [11 empty] | 1995
7229 | WECC | Black Butte | 16655 | City of Santa Clara - (CA) | 39.8149 | -122.3323 | County Road 200 | Orland | CA | 95963 | Tehama | WECC | CISO | California Independent System Operator | Other | Conventional Hydroelectric | 1 | 1 | 6.1 | 6.1 | 6.1 | RE | Electric Utility | 60 | M | BLCKBUTT_7_B1 | [10 empty] | 1988
7231 | WECC | Gianera | 16655 | City of Santa Clara - (CA) | 37.401 | -121.9687 | 2339 Gianera Street | Santa Clara | CA | 95054 | Santa Clara | WECC | CISO | California Independent System Operator | Natural Gas | Natural Gas Fired Combustion Turbine | 2 | 1; 2 | 64.6 | 49.6 | 49.6 | RE | Electric Utility | 60 | M | CSCGNRA1_7_N101; CSCGNRA2_7_N101 | [10 empty] | 1986
7233 | WECC | Tesla | 3989 | City of Colorado Springs - (CO) | 38.9737 | -104.9011 | 690 W Monument Creek Rd | Colorado Springs | CO | 80840 | El Paso | WECC | WACM | Western Area Power Administration - Rocky Mountain Region | Other | Conventional Hydroelectric | 1 | 1 | 26.6 | 28 | 28 | RE | Electric Utility | 34.5 | M | [11 empty] | 1997
7237 | MISO | Angus Anson | 13781 | Northern States Power Co - Minnesota | 43.6035 | -96.6356 | 7100 East Rice St. | Sioux Falls | SD | 57101 | Minnehaha | MRO | MISO | Midcontinent Independent Transmission System Operator, Inc.. | Natural Gas | Natural Gas Fired Combustion Turbine | 3 | 1; 2; 4 | 405.7 | 343 | 401 | RE | Electric Utility | 115 | I | NSP ANSON ANSON_2_UNIT; NSP ANSON ANSON_3_UNIT; NSP ANSON ANSON_4_UNIT | [10 empty] | 1994 | 2040
7246 | MISO | Dam 2 | 807 | Arkansas Electric Coop Corp | 33.9865 | -91.3158 | Jarvis Point Park | Dumas | AR | 71639 | Desha | SERC | MISO | Midcontinent Independent Transmission System Operator, Inc.. | Other | Conventional Hydroelectric | 3 | 1; 2; 3 | 102.6 | 35 | 35 | RE | Electric Utility | 115 | C | EAI.AECCHYDRO2 | [10 empty] | 1999
7247 | SPP | Watertown Power Plant | 12710 | Missouri Basin Muni Power Agny | 44.9017 | -97.1083 | 123 4th St NE | Watertown | SD | 57201 | Codington | MRO | SWPP | Southwest Power Pool | Petroleum | Petroleum Liquids | 1 | 1 | 67.5 | 45 | 55 | RE | Electric Utility | 115 | P | [11 empty] | 1978
7259 | WECC | Skookumchuck | 19099 | TransAlta Centralia Gen LLC | 46.7844 | -122.7197 | 10510 Skookumchuck Rd | Tenino | WA | 98530 | Thurston | WECC | BPAT | Bonneville Power Administration | Other | Conventional Hydroelectric | 1 | 1 | 1 | 1 | 1 | NR | IPP Non-CHP | 1 | Q | [11 empty] | 1990
7266 | WECC | Woodland | 12745 | Modesto Irrigation District | 37.6526 | -121.0204 | 920 Woodland Ave. | Modesto | CA | 95351 | Stanislaus | WECC | BANC | Balancing Authority of Northern California | Natural Gas | Natural Gas Fired Combined Cycle; Natural Gas Internal Combustion Engine; Natural Gas Fired Combustion Turbine | 9 | 2; 3; 3A; 3B; 3C; 3D; 3E; 3F; NA1 | 199 | 177.2 | 177.2 | RE | Electric Utility | 69 | P | [11 empty] | 1993
7268 | MISO | 491 E 48th Street | 8723 | City of Holland | 42.7553 | -86.0853 | 491 E 48th Street | Holland | MI | 49423 | Allegan | RFC | MISO | Midcontinent Independent Transmission System Operator, Inc.. | Natural Gas | Natural Gas Fired Combustion Turbine | 3 | 7; 8; 9 | 161.7 | 145 | 161.5 | RE | Electric Utility | 138 | M | [11 empty] | 1992
7270 | MISO | Paris (WI) | 20847 | Wisconsin Electric Power Co | 42.6658 | -88.0131 | 335 North 172nd Avenue | Union Grove | WI | 53182 | Kenosha | RFC | MISO | Midcontinent Independent Transmission System Operator, Inc.. | Natural Gas | Natural Gas Fired Combustion Turbine | 4 | 1; 2; 3; 4 | 381.6 | 359.8 | 400 | RE | Electric Utility | 138 | I | WEC.PARIS01S1; WEC.PARIS01S2; WEC.PARIS01S3; WEC.PARIS01S4 | [10 empty] | 1995
7279 | PJM | O'Shaughnessy Hydro | 4065 | City of Columbus - (OH) | 40.1533 | -83.1267 | 5959 Glick Rd | Dublin | OH | 43017 | Delaware | RFC | PJM | PJM Interconnection, LLC | Other | Conventional Hydroelectric | 2 | 1; 2 | 5.2 | 5.2 | 5.2 | RE | Electric Utility | 35 | M | [11 empty] | 1988
7281 | SPP | Gardner Energy Center | 6949 | City of Gardner - (KS) | 38.8308 | -94.8903 | 1150 E. Sante Fe | Gardner | KS | 66030 | Johnson | MRO | SWPP | Southwest Power Pool | Natural Gas | Natural Gas Fired Combustion Turbine | 2 | CT1; CT2 | 39.2 | 25 | 27 | RE | Electric Utility | 161 | M | [11 empty] | 1990
7288 | PJM | Sherman Avenue | 56606 | Calpine New Jersey Generation LLC | 39.451 | -75.0578 | Orchard Road | Vineland | NJ | 8360 | Cumberland | RFC | PJM | PJM Interconnection, LLC | Natural Gas | Natural Gas Fired Combustion Turbine | 1 | SEHR | 112.8 | 86.9 | 99 | NR | IPP Non-CHP | 138 | Q | [11 empty] | 1991
7296 | SPP | State Line Combined Cycle | 5860 | Empire District Electric Co | 37.0659 | -94.614 | 2299 S State Line Ave | Joplin | MO | 64804 | Jasper | MRO | SWPP | Southwest Power Pool | Natural Gas | Natural Gas Fired Combustion Turbine; Natural Gas Fired Combined Cycle | 4 | 1; 2-1; 2-2; 2-3 | 690.5 | 624 | 686 | RE | Electric Utility | 161 | I | EDESTL4391UN1_; EDESTL4391UNCT1; EDESTL4391UNCT2 | [10 empty] | 1995
7307 | WECC | Redding Power | 15783 | City of Redding - (CA) | 40.5073 | -122.4233 | 17120 Clear Creek Road | Redding | CA | 96001 | Shasta | WECC | BANC | Balancing Authority of Northern California | Natural Gas | Natural Gas Fired Combustion Turbine; Natural Gas Fired Combined Cycle | 6 | 1; 2; 3; 4; 5; 6 | 183.1 | 171 | 186 | RE | Electric Utility | 115 | M | [11 empty] | 1989
7315 | WECC | Almond Power Plant | 19281 | Turlock Irrigation District | 37.5744 | -120.985 | 4500 Crows Landing Road | Modesto | CA | 95358 | Stanislaus | WECC | TIDC | Turlock Irrigation District | Natural Gas | Natural Gas Fired Combustion Turbine | 4 | 1; 2; 3; 4 | 223.5 | 199.5 | 223.5 | RE | Electric Utility | 69 | P | [11 empty] | 1996
7317 | WECC | Buffalo Bill | 2518 | U S Bureau of Reclamation | 44.5082 | -109.1707 |  | Cody | WY | 82414 | Park | WECC | WAUW | Western Area Power Administration UGP West | Other | Conventional Hydroelectric | 3 | 1; 2; 3 | 18 | 18 | 18 | RE | Electric Utility | 69 | F | [11 empty] | 1992
7318 | PJM | Van Sant Station | 54899 | NAES Corporation - (DE) | 39.145 | -75.5482 | 125 Electric Avenue | Dover | DE | 19904 | Kent | RFC | PJM | PJM Interconnection, LLC | Natural Gas | Natural Gas Fired Combustion Turbine | 1 | 1 | 45.1 | 42 | 42 | NR | IPP Non-CHP | 13.8 | M | NORTHST 12KV G11 | [10 empty] | 1991
7335 | PJM | Richmond | 9234 | Indiana Municipal Power Agency | 39.8396 | -84.9657 | 4752 Gates Road | Centerville | IN | 47330 | Wayne | RFC | PJM | PJM Interconnection, LLC | Natural Gas | Natural Gas Fired Combustion Turbine | 2 | RCT1; RCT2 | 82.8 | 68 | 84 | RE | Electric Utility | 69 | P | 32419337; 32419339 | [10 empty] | 1992
7336 | PJM | Anderson | 9234 | Indiana Municipal Power Agency | 40.0529 | -85.7389 | 6035 Park Road | Anderson | IN | 46011 | Madison | RFC | PJM | PJM Interconnection, LLC | Natural Gas | Natural Gas Fired Combustion Turbine | 3 | ACT1; ACT2; ACT3 | 168.7 | 140 | 174 | RE | Electric Utility | 138 | P | 32419341; 32419343; 34886963 | [10 empty] | 1992
7338 | WECC | Grizzly | 16655 | City of Santa Clara - (CA) | 39.8893 | -121.2792 |  |  | CA | 95971 | Plumas | WECC | CISO | California Independent System Operator | Other | Conventional Hydroelectric | 1 | NA1 | 22 | 17.7 | 17.7 | RE | Electric Utility | 115 | M | GRIZZLYG_7_B1 | [10 empty] | 1993
7339 | SPP | Wellington 2 | 20315 | City of Wellington - (KS) | 37.2678 | -97.3497 | 151 S. Seneca | Wellington | KS | 67152 | Sumner | MRO | SWPP | Southwest Power Pool | Natural Gas | Natural Gas Fired Combustion Turbine | 1 | 6 | 20 | 21 | 21 | RE | Electric Utility | 69 | M | [11 empty] | 1989
7343 | MISO | George Neal South | 12341 | MidAmerican Energy Co | 42.3006 | -96.3617 | 2761 Port Neal Circle | Salix | IA | 51052 | Woodbury | MRO | MISO | Midcontinent Independent Transmission System Operator, Inc.. | Coal | Conventional Steam Coal | 1 | 4 | 695.9 | 647.1 | 651 | RE | Electric Utility | 345 | I | MEC.NEALS 4 | [10 empty] | 1979
7350 | WECC | Coyote Springs | 15248 | Portland General Electric Co | 45.848 | -119.6739 | 200 Ullman Blvd | Boardman | OR | 97818 | Morrow | WECC | PGE | Portland General Electric Company | Natural Gas | Natural Gas Fired Combined Cycle | 2 | 1; 2 | 296 | 244.2 | 270.9 | RE | Electric Utility | 500 | I | CSP1_5_GNODESTG1 | [10 empty] | 1995
7368 | WECC | Geothermal 1 | 40613 | Northern California Power Agny | 38.752 | -122.7195 | 12000 Ridge Road | Middletown | CA | 95461 | Sonoma | WECC | CISO | California Independent System Operator | Other | Geothermal | 2 | 1; 2 | 110 | 60 | 64 | RE | Electric Utility | 230 | P | [11 empty] | 1983
7369 | WECC | Geothermal 2 | 40613 | Northern California Power Agny | 38.7492 | -122.7117 | 12000 Ridge Road | Middletown | CA | 95461 | Sonoma | WECC | CISO | California Independent System Operator | Other | Geothermal | 2 | 3; 4 | 110 | 65 | 67 | RE | Electric Utility | 230 | P | [11 empty] | 1985
7372 | WECC | McPhee | 2518 | U S Bureau of Reclamation | 37.5752 | -108.574 |  | Cortez | CO | 81302 | Montezuma | WECC | WACM | Western Area Power Administration - Rocky Mountain Region | Other | Conventional Hydroelectric | 1 | 1 | 1.2 | 1.2 | 1.2 | RE | Electric Utility | 12.47 | F | [11 empty] | 1992
7373 | WECC | Towaoc | 2518 | U S Bureau of Reclamation | 37.4295 | -108.5749 |  | Cortez | CO | 81302 | Montezuma | WECC | WACM | Western Area Power Administration - Rocky Mountain Region | Other | Conventional Hydroelectric | 1 | 1 | 11.4 | 11.4 | 10.5 | RE | Electric Utility | 115 | F | [11 empty] | 1993
7392 | SPP | Poplar Bluff Generating Station | 15229 | City of Poplar Bluff - (MO) | 36.7597 | -90.3903 | 112 Johnson Drive | Poplar Bluff | MO | 63901 | Butler | SERC | SWPP | Southwest Power Pool | Mixed | Natural Gas Internal Combustion Engine; Petroleum Liquids | 5 | 1; 2; 3; 4; 5 | 34.1 | 32.69 | 32.69 | RE | Electric Utility | 13.2 | M | POPLARBLUFF | [10 empty] | 1976
7397 | PJM | Falling Spring | 3329 | Borough of Chambersburg | 39.9389 | -77.6583 | 160 North Second Street | Chambersburg | PA | 17201 | Franklin | RFC | PJM | PJM Interconnection, LLC | Natural Gas | Natural Gas Internal Combustion Engine | 3 | 5; 6; 7 | 7.2 | 7.1 | 7.1 | RE | Electric Utility | 69 | M | Grand Point | [10 empty] | 1967
7398 | MISO | Water Street Station | 1366 | City of Bay City - (MI) | 43.5828 | -83.8967 | 900 S. Water Street | Bay City | MI | 48708 | Bay | RFC | MISO | Midcontinent Independent Transmission System Operator, Inc.. | Natural Gas | Natural Gas Internal Combustion Engine | 2 | GEN1; GEN2 | 12.6 | 12.2 | 12.2 | RE | Electric Utility | 46 | M | [11 empty] | 1980
7399 | MISO | Henry Station | 1366 | City of Bay City - (MI) | 43.5951 | -83.8999 | 619 S. Henry Street | Bay City | MI | 48706 | Bay | RFC | MISO | Midcontinent Independent Transmission System Operator, Inc.. | Natural Gas | Natural Gas Internal Combustion Engine | 2 | GEN3; GEN4 | 15.4 | 15 | 15 | RE | Electric Utility | 46 | M | [11 empty] | 1993
7400 | SPP | Salisbury City of | 16560 | City of Salisbury - (MO) | 39.4236 | -92.8028 | 128 W 2nd Street | Salisbury | MO | 65281 | Chariton | SERC | SWPP | Southwest Power Pool | Petroleum | Petroleum Liquids | 4 | 1; 2; 3; 4 | 6.4 | 5.2 | 6 | RE | Electric Utility | 34.5 | M | [11 empty] | 1983
7408 | WECC | Payson | 14600 | Payson City Corporation | 40.0608 | -111.7302 | 1100 North 100 East | Payson | UT | 84651 | Utah | WECC | PACE | PacifiCorp - East | Natural Gas | Natural Gas Internal Combustion Engine | 2 | 86-1; 86-2 | 5.2 | 5.2 | 5.2 | RE | Electric Utility | 4.1 | M | [11 empty] | 1988
7413 | WECC | Short Mountain | 40437 | Emerald People's Utility Dist | 43.9621 | -122.9974 | 84777 Dillard Access Road | Eugene | OR | 97405 | Lane | WECC | PACW | PacifiCorp - West | Other | Landfill Gas | 4 | 1; 2; 3; 4 | 3.2 | 3.2 | 3.2 | RE | Electric Utility | 20.8 | P | [11 empty] | 1992 | 2027
7415 | MISO | Lakefield Utilities | 10622 | City of Lakefield - (MN) | 43.6742 | -95.1706 | 402 Mill Road East | Lakefield | MN | 56150 | Jackson | MRO | MISO | Midcontinent Independent Transmission System Operator, Inc.. | Petroleum | Petroleum Liquids | 2 | 5; 6 | 3.4 | 2.9 | 2.9 | RE | Electric Utility | 4.16 | M | ALTW.MRES | [10 empty] | 1985
7425 | MISO | Interstate | 17828 | City of Springfield - (IL) | 39.8233 | -89.5891 | 3570 Ridgely Road | Springfield | IL | 62707 | Sangamon | SERC | MISO | Midcontinent Independent Transmission System Operator, Inc.. | Natural Gas | Natural Gas Fired Combustion Turbine | 1 | 1 | 138.6 | 108.4 | 120 | RE | Electric Utility | 138 | M | CWLP.INTERSA81 | [10 empty] | 1997
7427 | WECC | Cowlitz Falls | 10944 | PUD No 1 of Lewis County | 46.4661 | -122.1097 | 1379 Falls Road | Randle | WA | 98377 | Lewis | WECC | BPAT | Bonneville Power Administration | Other | Conventional Hydroelectric | 2 | U#1; U#2 | 70 | 70 | 70 | RE | Electric Utility | 230 | P | [11 empty] | 1994
7429 | PJM | Edenton Generators | 6710 | Town of Edenton - (NC) | 36.0286 | -76.5719 | 523 Soundside Rd | Edenton | NC | 27932 | Chowan | SERC | PJM | PJM Interconnection, LLC | Petroleum | Petroleum Liquids | 2 | 2; 3 | 2.4 | 2.4 | 2.4 | RE | Electric Utility | 12.5 | M | [11 empty] | 1988
7431 | WECC | Dalles Dam North Fishway Project | 13788 | Northern Wasco County PUD | 45.6144 | -121.1369 | The Dalles Federal Dam | The Dalles | OR | 97058 | Wasco | WECC | BPAT | Bonneville Power Administration | Other | Conventional Hydroelectric | 1 | 1 | 6.5 | 5 | 5 | RE | Electric Utility | 12.3 | P | [11 empty] | 1991
7432 | SPP | Oxford (KS) | 14276 | City of Oxford - (KS) | 37.2758 | -97.1636 | 804 N Water St | Oxford | KS | 67119 | Sumner | MRO | SWPP | Southwest Power Pool | Petroleum | Petroleum Liquids | 3 | 1A; 2A; 3A | 5.1 | 4.8 | 4.8 | RE | Electric Utility | 12 | M | [11 empty] | 1999
7436 | WECC | Vernon | 19798 | City of Vernon | 33.9986 | -118.2219 | 4990 Seville Avenue | Vernon | CA | 90058 | Los Angeles | WECC | CISO | California Independent System Operator | Petroleum | Petroleum Liquids | 5 | JH1; JH2; JH3; JH4; JH5 | 30 | 18 | 20.6 | RE | Electric Utility | 66 | M | [11 empty] | 1933
7438 | PJM | Church Street Plant | 11560 | City of Manassas - (VA) | 38.7523 | -77.4629 | 8885 Church Street | Manassas | VA | 20110 | Prince William | SERC | PJM | PJM Interconnection, LLC | Petroleum | Petroleum Liquids | 3 | C3A; C5; C6 | 4.3 | 4 | 4 | RE | Electric Utility | 13.2 | M | [11 empty] | 1987
7439 | PJM | Godwin Drive Plant | 11560 | City of Manassas - (VA) | 38.7405 | -77.5081 | 9898 Godwin Drive | Manassas | VA | 20110 | Prince William | SERC | PJM | PJM Interconnection, LLC | Petroleum | Petroleum Liquids | 4 | C10; C7; C8; C9 | 6.3 | 6 | 6 | RE | Electric Utility | 13.2 | M | [11 empty] | 1990
7440 | PJM | VMEA 1 Credit Gen | 11560 | City of Manassas - (VA) | 38.7405 | -77.5081 | 9898 Godwin Drive | Manassas | VA | 20110 | Prince William | SERC | PJM | PJM Interconnection, LLC | Petroleum | Petroleum Liquids | 8 | V10; V3; V4; V5; V6; V7; V8; V9-1 | 13.2 | 12.3 | 12.3 | RE | Electric Utility | 13.2 | M | [11 empty] | 1990
7441 | PJM | VMEA Peaking Gen | 11560 | City of Manassas - (VA) | 38.7405 | -77.5081 | 9898 Godwin Drive | Manassas | VA | 20110 | Prince William | SERC | PJM | PJM Interconnection, LLC | Petroleum | Petroleum Liquids | 4 | V1; V11; V12; V2 | 6.4 | 6 | 6 | RE | Electric Utility | 13.2 | M | [11 empty] | 1992
7447 | SPP | Pratt 2 | 15321 | City of Pratt- (KS) | 37.6356 | -98.745 | 328 West 10th Street | Pratt | KS | 67124 | Pratt | MRO | SWPP | Southwest Power Pool | Natural Gas | Natural Gas Internal Combustion Engine | 2 | IC2; IC3 | 16 | 15.2 | 15.2 | RE | Electric Utility | 115 | M | [11 empty] | 1994
7449 | WECC | Combustion Turbine Project No 2 | 40613 | Northern California Power Agny | 38.0881 | -121.3869 | 12751 N. Thornton Road | Lodi | CA | 95242 | San Joaquin | WECC | CISO | California Independent System Operator | Natural Gas | Natural Gas Fired Combustion Turbine | 1 | NA1 | 50 | 49.3 | 49.9 | RE | Electric Utility | 230 | P | [11 empty] | 1996
7450 | WECC | Alameda | 40613 | Northern California Power Agny | 37.7886 | -122.2889 | 2900 Main Street | Alameda | CA | 94501 | Alameda | WECC | CISO | California Independent System Operator | Natural Gas | Natural Gas Fired Combustion Turbine | 2 | 1; 2 | 54.8 | 49.8 | 49.8 | RE | Electric Utility | 115 | P | [11 empty] | 1986
7451 | WECC | Lodi | 40613 | Northern California Power Agny | 38.1466 | -121.3005 | 2131 West Turner Road | Lodi | CA | 95240 | San Joaquin | WECC | CISO | California Independent System Operator | Natural Gas | Natural Gas Fired Combustion Turbine | 1 | 1 | 27.4 | 25.2 | 25.2 | RE | Electric Utility | 60 | P | [11 empty] | 1986
7452 | WECC | Roseville Power Plant #2 | 16295 | City of Roseville - (CA) | 38.8107 | -121.3238 | 2155 Nichols Blvd. | Rocklin | CA | 95765 | Placer | WECC | BANC | Balancing Authority of Northern California | Natural Gas | Natural Gas Fired Combustion Turbine | 2 | 1; 2 | 66 | 42.4 | 48.4 | RE | Electric Utility | 60 | M | [11 empty] | 1986
7456 | WECC | Rathdrum | 20169 | Avista Corp | 47.8043 | -116.8673 | 5999 W Boekel Road | Rathdrum | ID | 83858 | Kootenai | WECC | AVA | Avista Corporation | Natural Gas | Natural Gas Fired Combustion Turbine | 2 | 1; 2 | 166.4 | 132 | 175 | RE | Electric Utility | 115 | I | [11 empty] | 1994
7458 | WECC | Basalt | 918 | City of Aspen- (CO) | 39.3631 | -106.8219 | 14151 Frying Pan Road | Aspen | CO | 81611 | Eagle | WECC | PSCO | Public Service Company of Colorado | Other | Conventional Hydroelectric | 1 | 1 | 5 | 4.5 | 4.5 | RE | Electric Utility | 25 | M | [11 empty] | 1985
7469 | SPP | Madison Utilities | 11481 | City of Madison - (NE) | 41.8298 | -97.4563 | 110 West 1st | Madison | NE | 68748 | Madison | MRO | SWPP | Southwest Power Pool | Petroleum | Petroleum Liquids | 4 | FM1; FM2; FM3; FM5 | 5.8 | 4.6 | 4.6 | RE | Electric Utility | 34.5 | M | [11 empty] | 1953
7470 | MISO | Marceline | 11626 | City of Marceline - (MO) | 39.7169 | -92.9458 | 126 E Chicago | Marceline | MO | 64658 | Linn | SERC | MISO | Midcontinent Independent Transmission System Operator, Inc.. | Petroleum | Petroleum Liquids | 4 | 1; 2; 5; 6 | 8 | 8 | 8 | RE | Electric Utility | 69 | M | [11 empty] | 1989 | 2027
7474 | MISO | Upper Sterling | 16198 | City of Rock Falls - (IL) | 41.7871 | -89.6775 | 811 East 2nd Street | Rock Falls | IL | 61071 | Whiteside | RFC | MISO | Midcontinent Independent Transmission System Operator, Inc.. | Other | Conventional Hydroelectric | 2 | 1; 2 | 2.2 | 2 | 2 | RE | Electric Utility | 34.5 | M | PJM/ComEd.ROCKFALLS | [10 empty] | 1988
7481 | SPP | City Light & Water | 20848 | City of Blue Hill - (NE) | 40.328 | -98.4503 | 509 South Williams | Blue Hill | NE | 68930 | Webster | MRO | SWPP | Southwest Power Pool | Petroleum | Petroleum Liquids | 2 | 1; 2 | 1.3 | 1.3 | 1.3 | RE | Electric Utility | 12.5 | M | [11 empty] | 1987
7489 | WECC | Lake Mendocino | 19397 | City of Ukiah - (CA) | 39.1972 | -123.1856 | 1229 Lake Mendocino Drive | Ukiah | CA | 95482 | Mendocino | WECC | CISO | California Independent System Operator | Other | Conventional Hydroelectric | 2 | G1; G2 | 3.5 | 3.5 | 3.5 | RE | Electric Utility | 12 | M | [11 empty] | 1987
7497 | MISO | Croswell | 4562 | City of Croswell - (MI) | 43.2719 | -82.6139 | 100 North Howard Ave | Croswell | MI | 48422 | Sanilac | RFC | MISO | Midcontinent Independent Transmission System Operator, Inc.. | Petroleum | Petroleum Liquids | 5 | 1; 2; 3; 4; 5 | 5.1 | 5.1 | 5.1 | RE | Electric Utility | 40 | M | [11 empty] | 1982
7504 | WECC | Neil Simpson II | 19545 | Black Hills Power, Inc. | 44.2856 | -105.3833 | 13151 Highway 51 | Gillette | WY | 82718 | Campbell | WECC | WACM | Western Area Power Administration - Rocky Mountain Region | Mixed | Conventional Steam Coal; Natural Gas Fired Combustion Turbine | 2 | 2; GT1 | 130 | 114 | 117 | RE | Electric Utility | 69 | I | [11 empty] | 1995
7507 | WECC | Deadwood Creek | 61958 | Hydro Sierra Energy, LLC | 39.53 | -121.0958 | US Forest Service Land | Dobbins | CA | 95930 | Yuba | WECC | CISO | California Independent System Operator | Other | Conventional Hydroelectric | 1 | 1 | 2 | 1.9 | 2 | NR | IPP Non-CHP | 115 | Q | [11 empty] | 1993
7508 | WECC | Stone Creek | 6013 | Eugene Water & Electric Board | 45.0811 | -121.8866 | Forrest Service Rd 57 | Estacada | OR | 97023 | Clackamas | WECC | PGE | Portland General Electric Company | Other | Conventional Hydroelectric | 1 | 1 | 12 | 7 | 10.7 | RE | Electric Utility | 115 | M | SCP1_7_GNODE1 | [10 empty] | 1994
7511 | WECC | McNary Dam Fish Attraction Project | 13788 | Northern Wasco County PUD | 45.94 | -119.2991 | McNary Federal Dam | Plymouth | WA | 99346 | Benton | WECC | BPAT | Bonneville Power Administration | Other | Conventional Hydroelectric | 1 | 1 | 10 | 9 | 9 | RE | Electric Utility | 115 | P | [11 empty] | 1997
7515 | SPP | McPherson 3 | 12208 | City of McPherson - (KS) | 38.3893 | -97.6111 | 1486 17th Avenue | McPherson | KS | 67460 | McPherson | MRO | SWPP | Southwest Power Pool | Natural Gas | Natural Gas Fired Combustion Turbine | 1 | NA1 | 115.6 | 80.2 | 85 | RE | Electric Utility | 115 | M | [11 empty] | 1998
7526 | WECC | Solano Wind | 16534 | Sacramento Municipal Util Dist | 38.1164 | -121.769 | Highway 12 | Rio Vista | CA | 94512 | Solano | WECC | CISO | California Independent System Operator | Wind | Onshore Wind Turbine | 4 | 2; 2B; 3; 4 | 300.5 | 300.5 | 300.5 | RE | Electric Utility | 230 | P |  | 103 | Vestas | 262.4 | [7 empty] | 2006 | 2028
7527 | WECC | Carson Ice-Gen Project | 16534 | Sacramento Municipal Util Dist | 38.4457 | -121.4624 | Franklin Blvd | Sacramento | CA | 95758 | Sacramento | WECC | BANC | Balancing Authority of Northern California | Natural Gas | Natural Gas Fired Combustion Turbine; Natural Gas Fired Combined Cycle | 3 | 1; 2; CCCT | 125.5 | 109 | 109 | RE | Electric Utility | 69 | P | [11 empty] | 1995
7541 | WECC | Spirit Mountain | 2518 | U S Bureau of Reclamation | 44.5127 | -109.1299 |  | Cody | WY | 82414 | Park | WECC | WAUW | Western Area Power Administration UGP West | Other | Conventional Hydroelectric | 1 | 1 | 4.5 | 4.5 | 4.5 | RE | Electric Utility | 69 | F | [11 empty] | 1994
7545 | SPP | Kaw Hydro | 14077 | Oklahoma Municipal Power Authority | 36.6994 | -96.9278 | 9683 Fisherman's Bend Road | Ponca City | OK | 74604 | Kay | MRO | SWPP | Southwest Power Pool | Other | Conventional Hydroelectric | 1 | 1 | 37 | 29.6 | 29.6 | RE | Electric Utility | 69 | S | [11 empty] | 1989
7546 | SPP | Ponca City | 14077 | Oklahoma Municipal Power Authority | 36.7198 | -97.0858 | 1420 N. Union | Ponca City | OK | 74601 | Kay | MRO | SWPP | Southwest Power Pool | Natural Gas | Natural Gas Fired Combined Cycle; Natural Gas Fired Combustion Turbine | 3 | 1; 3; 4 | 134.3 | 106.8 | 106.8 | RE | Electric Utility | 69 | S | [11 empty] | 1966
7548 | WECC | Causey | 20255 | Weber Basin Water Conserv Dist | 41.2972 | -111.5888 | 14875 East Causey | South Fork | UT | 84317 | Weber | WECC | PACE | PacifiCorp - East | Other | Conventional Hydroelectric | 3 | 1; 2; MINI | 2.2 | 2.2 | 2.2 | RE | Electric Utility | 12.5 | P | [11 empty] | 1998
7551 | WECC | SCA Cogen 2 | 16534 | Sacramento Municipal Util Dist | 38.5309 | -121.4001 | Fruitrige Rd | Sacramento | CA | 95824 | Sacramento | WECC | BANC | Balancing Authority of Northern California | Natural Gas | Natural Gas Fired Combined Cycle; Natural Gas Fired Combustion Turbine | 4 | CCST; CT1A; CT1B; CT1C | 193.4 | 176.6 | 180.1 | RE | Electric Utility | 230 | P | [11 empty] | 1997
7552 | WECC | SPA Cogen 3 | 16534 | Sacramento Municipal Util Dist | 38.511 | -121.4735 | Freeport Blvd | Sacramento | CA | 95824 | Sacramento | WECC | BANC | Balancing Authority of Northern California | Natural Gas | Natural Gas Fired Combined Cycle | 2 | CCCT; CCST | 173.9 | 178 | 164 | RE | Electric Utility | 230 | P | [11 empty] | 1997
7555 | SPP | Nebraska City # 2 | 13334 | City of Nebraska City | 40.6661 | -95.8683 | 1711 Industrial Rd | Nebraska City | NE | 68410 | Otoe | MRO | SWPP | Southwest Power Pool | Mixed | Natural Gas Internal Combustion Engine; Petroleum Liquids | 3 | 11; 12; 13 | 13.5 | 12.2 | 12.2 | RE | Electric Utility | 69 | M | [11 empty] | 1998
7556 | MISO | State Farm | 56076 | State Farm Insurance | 40.4535 | -88.9605 | 2102 E. Hamilton Rd. | Bloomington | IL | 61791 | McLean | RFC | MISO | Midcontinent Independent Transmission System Operator, Inc.. | Petroleum | Petroleum Liquids | 3 | 1; 2; 3 | 5.1 | 5.1 | 5.1 | NR | Commercial Non-CHP | 138 | COM | [11 empty] | 1996
7584 | MISO | Panora | 14433 | City of Panora - (IA) | 41.6947 | -94.3676 | 102 NW 2nd Street | Panora | IA | 50216 | GUTHRIE | MRO | MISO | Midcontinent Independent Transmission System Operator, Inc.. | Petroleum | Petroleum Liquids | 3 | 1; 2; 3 | 4.5 | 4.5 | 4.5 | RE | Electric Utility | 69 | M | [11 empty] | 1988
7588 | WECC | H M Jackson | 17470 | PUD No 1 of Snohomish County | 47.9084 | -121.8144 | 31411 116th SE Extended | Sultan | WA | 98294 | Snohomish | WECC | BPAT | Bonneville Power Administration | Other | Conventional Hydroelectric | 4 | 1; 2; 3; 4 | 111.8 | 96 | 104 | RE | Electric Utility | 115 | P | [11 empty] | 1984
7593 | WECC | El Vado Dam | 11204 | Los Alamos County | 36.5928 | -106.7321 | 112, 13 mi W of 84/64 | Tierra Amarilla | NM | 87575 | Rio Arriba | WECC | WACM | Western Area Power Administration - Rocky Mountain Region | Other | Conventional Hydroelectric | 1 | 1 | 8 | 8 | 8 | RE | Electric Utility | 69 | M | [11 empty] | 1988
7594 | PJM | Belleville Dam | 40577 | American Mun Power-Ohio, Inc | 39.1192 | -81.7375 | 79 Belleville Dr. | Belleville | WV | 26133 | Wood | RFC | PJM | PJM Interconnection, LLC | Other | Conventional Hydroelectric | 2 | 1; 2 | 42 | 42 | 42 | RE | Electric Utility | 138 | M | BELLEV12 | [10 empty] | 1999
7603 | PJM | Prospect Municipal | 40577 | American Mun Power-Ohio, Inc | 40.4411 | -83.1883 | 139 N. Main St. | Prospect | OH | 43342 | Marion | RFC | PJM | PJM Interconnection, LLC | Petroleum | Petroleum Liquids | 1 | 1 | 1.8 | 1.8 | 1.8 | RE | Electric Utility | 12.47 | M | [11 empty] | 1998
7605 | WECC | River Road Gen Plant | 3660 | PUD No 1 of Clark County - (WA) | 45.6497 | -122.7256 | 5201 N W Lower River Road | Vancouver | WA | 98660 | Clark | WECC | BPAT | Bonneville Power Administration | Natural Gas | Natural Gas Fired Combined Cycle | 1 | 1 | 248 | 230 | 262 | RE | Electric Utility | 115 | P | [11 empty] | 1997
7646 | WECC | Monticello Dam | 22776 | Solano Irrigation District | 38.5131 | -122.1044 | Highway 128 | Winters | CA | 95694 | Solano | WECC | CISO | California Independent System Operator | Other | Conventional Hydroelectric | 3 | 1; 2; 3 | 11.5 | 11.5 | 11.5 | RE | Electric Utility | 115 | P | [11 empty] | 1983
7657 | PJM | Auglaize Hydro | 2439 | City of Bryan - (OH) | 41.2372 | -84.3998 | 841 East Edgerton Street | Bryan | OH | 43512 | Defiance | RFC | PJM | PJM Interconnection, LLC | Other | Conventional Hydroelectric | 6 | 1; 2A; 3A; 4; 5; 6 | 3.6 | 4.5 | 4.5 | RE | Electric Utility | 69 | M | PJM AEP Dayton | [10 empty] | 1986
7690 | PJM | Pennsbury | 54842 | WM Renewable Energy LLC | 40.1531 | -74.7691 | 1414 Bordentown Rd | Morrisville | PA | 19067 | Bucks | RFC | PJM | PJM Interconnection, LLC | Other | Landfill Gas | 2 | 1; 2 | 6 | 4 | 5.6 | NR | IPP Non-CHP | 33 | IND | FALLS 4 KV PENSBRY1; FALLS 4 KV PENSBRY2 | [10 empty] | 1996
7725 | WECC | Coffin Butte | 14323 | Pacific Northwest Generating Coop | 44.6969 | -123.2234 | 29160 Coffin Butte Road | Corvallis | OR | 97330 | Benton | WECC | BPAT | Bonneville Power Administration | Other | Landfill Gas | 5 | 1; 2; 3; 4; 5 | 5.6 | 5.6 | 5.6 | RE | Electric Utility | 12.47 | C | [11 empty] | 1995
7758 | MISO | South Plant (IA) | 20214 | Waverly Municipal Elec Utility | 42.7317 | -92.4711 | 10th Ave SW | Waverly | IA | 50677 | Bremer | MRO | MISO | Midcontinent Independent Transmission System Operator, Inc.. | Petroleum | Petroleum Liquids | 6 | 1; 2; 3; 4; 5; 6 | 12 | 11.4 | 11.4 | RE | Electric Utility | 12.5 | M | [11 empty] | 2000
7759 | MISO | Georgetown | 9273 | AES Indiana | 39.9026 | -86.2441 | Georgetown Road | Indianapolis | IN | 46268 | Marion | RFC | MISO | Midcontinent Independent Transmission System Operator, Inc.. | Natural Gas | Natural Gas Fired Combustion Turbine | 4 | GT1; GT2; GT3; GT4 | 340 | 316.4 | 358 | RE | Electric Utility | 138 | I | IPL.16GEOR11G; IPL.16GEOR22G; IPL.16GEOR33G; IPL.16GEOR44G | [10 empty] | 2000
7760 | MISO | Tilton | 56491 | Tilton Energy LLC | 40.1061 | -87.6538 | 80 West 1st Street | Tilton | IL | 61833 | Vermilion | SERC | MISO | Midcontinent Independent Transmission System Operator, Inc.. | Natural Gas | Natural Gas Fired Combustion Turbine | 4 | 1; 2; 3; 4 | 188 | 182 | 200 | NR | IPP Non-CHP | 138 | Q | Tilton 138 kv TEC1 Gen; Tilton 138 kv TEC2 Gen; Tilton 138 Kv TEC3 Gen; Tilton 138 KV TEC4 Gen | [10 empty] | 1999
7763 | MISO | Henry County | 15470 | Duke Energy Indiana, LLC | 39.9528 | -85.5039 | 6045 West SR 38 | New Castle | IN | 47362 | Henry | RFC | MISO | Midcontinent Independent Transmission System Operator, Inc.. | Natural Gas | Natural Gas Fired Combustion Turbine | 3 | 1; 2; 3 | 181.5 | 126 | 134 | RE | Electric Utility | 138 | I | CP/Comm Pricing | [10 empty] | 2001
7766 | SPP | Erie Energy Center | 5957 | City of Erie - (KS) | 37.5742 | -95.2372 | 621 Power Drive | Erie | KS | 66733 | Neosho | MRO | SWPP | Southwest Power Pool | Petroleum | Petroleum Liquids | 8 | 1; 2; 3; 4; 5; 6; 7; 8 | 20 | 20 | 20 | RE | Electric Utility | 69 | M | [11 empty] | 1999
7767 | WECC | Bloomington Power Plant | 17874 | City of St George | 37.042 | -113.6267 | 3780 S. 155 W. | Bloomington | UT | 84780 | Washington | WECC | PACE | PacifiCorp - East | Petroleum | Petroleum Liquids | 6 | 1; 2; 3; 4; 5; 6 | 10.2 | 9 | 9 | RE | Electric Utility | 69 | M | [11 empty] | 1999
7771 | SPP | Springview | 58190 | Bluestem LLC | 42.8258 | -99.7775 | West Highway 12 | Springview | NE | 68778 | Keya Paha | MRO | SWPP | Southwest Power Pool | Wind | Onshore Wind Turbine | 2 | 3; 4 | 3 | 3 | 3 | NR | IPP Non-CHP | 12.5 | Q |  | 2 | VENSYS | 201.7 | [7 empty] | 2011
7774 | PJM | Cleveland Peaking | 40577 | American Mun Power-Ohio, Inc | 41.5567 | -81.5882 | 13611 Aspinwall Ave. | Cleveland | OH | 44114 | Cuyahoga | RFC | PJM | PJM Interconnection, LLC | Petroleum | Petroleum Liquids | 6 | 1; 2; 3; 4; 5; 6 | 10.8 | 10.8 | 10.8 | RE | Electric Utility | 11 | M | [11 empty] | 2000
7775 | PJM | Versailles Peaking | 40577 | American Mun Power-Ohio, Inc | 40.2247 | -84.4769 | 649 E. Water St. | Versailles | OH | 45380 | Darke | RFC | PJM | PJM Interconnection, LLC | Petroleum | Petroleum Liquids | 3 | 1; 2; 3 | 5.4 | 5.4 | 5.4 | RE | Electric Utility | 12.47 | M | [11 empty] | 1999
7776 | PJM | Napoleon Peaking | 40577 | American Mun Power-Ohio, Inc | 41.4079 | -84.1095 | 1775 Industrial Dr. | Napoleon | OH | 43545 | Henry | RFC | PJM | PJM Interconnection, LLC | Petroleum | Petroleum Liquids | 3 | 4; 5; 6 | 5.4 | 5.4 | 5.4 | RE | Electric Utility | 12.47 | M | [11 empty] | 1999
7777 | PJM | Dover Peaking | 40577 | American Mun Power-Ohio, Inc | 40.5416 | -81.4985 | 2995 Progress St. | Dover | OH | 44622 | Tuscarawas | RFC | PJM | PJM Interconnection, LLC | Petroleum | Petroleum Liquids | 6 | 1; 2; 3; 4; 5; 6 | 10.8 | 10.8 | 10.8 | RE | Electric Utility | 12.47 | M | [11 empty] | 1999
7778 | PJM | Orrville Peaking | 40577 | American Mun Power-Ohio, Inc | 40.86 | -81.7586 | 1530 N. Main St. | Orrville | OH | 44667 | Wayne | RFC | PJM | PJM Interconnection, LLC | Petroleum | Petroleum Liquids | 3 | 1; 2; 3 | 5.4 | 5.4 | 5.4 | RE | Electric Utility | 13.8 | M | [11 empty] | 1999
7779 | PJM | Bryan Peaking | 40577 | American Mun Power-Ohio, Inc | 41.4609 | -84.527 | 1521 Evansport Rd. | Bryan | OH | 43506 | Williams | RFC | PJM | PJM Interconnection, LLC | Petroleum | Petroleum Liquids | 6 | 1; 2; 3; 4; 5; 6 | 10.8 | 10.8 | 10.8 | RE | Electric Utility | 12.47 | M | [11 empty] | 1999
7780 | PJM | Jackson Cntr Peaking | 40577 | American Mun Power-Ohio, Inc | 40.4597 | -84.0401 | N. State Rt. 65 | Jackson Center | OH | 45334 | Shelby | RFC | PJM | PJM Interconnection, LLC | Petroleum | Petroleum Liquids | 1 | 1 | 1.8 | 1.8 | 1.8 | RE | Electric Utility | 12.47 | M | [11 empty] | 1999
7782 | PJM | Hamilton Peaking | 40577 | American Mun Power-Ohio, Inc | 39.3528 | -84.5183 | 8000 N. Gilmore Rd. | Hamilton | OH | 45015 | Butler | RFC | PJM | PJM Interconnection, LLC | Natural Gas | Natural Gas Fired Combustion Turbine | 1 | 1 | 32 | 29 | 32 | RE | Electric Utility | 138 | M | [11 empty] | 2000
7783 | PJM | Bowling Green Peaking | 40577 | American Mun Power-Ohio, Inc | 41.3884 | -83.6402 | 811 E. Poe Rd. | Bowling Green | OH | 43402 | Wood | RFC | PJM | PJM Interconnection, LLC | Natural Gas | Natural Gas Fired Combustion Turbine | 1 | 1 | 32 | 29 | 32 | RE | Electric Utility | 69 | M | [11 empty] | 2000
7789 | WECC | Abiquiu Dam | 11204 | Los Alamos County | 36.2399 | -106.423 | state road 96, 1 mi W of 84/64 | Abiquiu | NM | 87510 | Rio Arriba | WECC | WACM | Western Area Power Administration - Rocky Mountain Region | Other | Conventional Hydroelectric | 3 | 1; 2; 3 | 15.6 | 16.8 | 16.8 | RE | Electric Utility | 69 | M | [11 empty] | 1989
7790 | WECC | Bonanza | 40230 | Deseret Generation & Tran Coop | 40.0864 | -109.2844 | 12500 East 25500 South | Vernal | UT | 84078 | Uintah | WECC | PACE | PacifiCorp - East | Mixed | Conventional Steam Coal; Solar Photovoltaic | 2 | 1; 4 | 512 | 470.5 | 469 | RE | Electric Utility | 345 | C |  |  |  |  | 15 | Y | [5 empty] | 1986
7791 | PJM | Montpelier | 40577 | American Mun Power-Ohio, Inc | 41.5855 | -84.5794 | 1490 Travis Rd. | Montpelier | OH | 43543 | Williams | RFC | PJM | PJM Interconnection, LLC | Petroleum | Petroleum Liquids | 6 | 1; 2; 3; 4; 5; 6 | 10.8 | 10.8 | 10.8 | RE | Electric Utility | 69 | M | [11 empty] | 2000
7795 | MISO | Custer Energy Center | 11571 | Manitowoc Public Utilities | 44.0854 | -87.7261 | 5740 West Custer Street | Manitowoc | WI | 54221 | Manitowoc | MRO | MISO | Midcontinent Independent Transmission System Operator, Inc.. | Natural Gas | Natural Gas Fired Combustion Turbine | 1 | 1 | 24.5 | 22 | 24 | RE | Electric Utility | 69 | M | WPS.CUSTEGEN1 | [10 empty] | 1999
7797 | PJM | Dominion/Lo Mar | 11560 | City of Manassas - (VA) | 38.7443 | -77.4974 | 10304 Central Park Drive | Manassas | VA | 20110 | Prince William | SERC | PJM | PJM Interconnection, LLC | Petroleum | Petroleum Liquids | 5 | DOM1; DOM2; LOM1; LOM2; LOM3 | 19.2 | 15.8 | 15.8 | RE | Electric Utility | 13.2 | M | [11 empty] | 1997
7798 | PJM | Gateway Gen | 11560 | City of Manassas - (VA) | 38.7253 | -77.5097 | 10509 Wakeman Drive | Manassas | VA | 20110 | Prince William | SERC | PJM | PJM Interconnection, LLC | Petroleum | Petroleum Liquids | 2 | 1; 2 | 3.6 | 3.4 | 3.4 | RE | Electric Utility | 13.2 | M | [11 empty] | 1996
7799 | MISO | West Marinette 34 | 11479 | Madison Gas & Electric Co | 45.0869 | -87.6892 | W1830 West Cleveland Avenue | Peshtigo | WI | 54143 | Marinette | MRO | MISO | Midcontinent Independent Transmission System Operator, Inc.. | Natural Gas | Natural Gas Fired Combustion Turbine | 1 | 34 | 83 | 70.6 | 94.9 | RE | Electric Utility | 138 | I | MGE.WMARIN034 | [10 empty] | 2000
7806 | MISO | Pine Street | 16873 | Village of Sebewaing - (MI) | 43.7402 | -83.45 | 350 West Pine | Sebewaing | MI | 48759 | Huron | RFC | MISO | Midcontinent Independent Transmission System Operator, Inc.. | Natural Gas | Natural Gas Internal Combustion Engine | 2 | 7; 8 | 7.7 | 7.7 | 7.7 | RE | Electric Utility | 40 | M | CONS.MPPA | [10 empty] | 2020
7807 | PJM | Hamilton Hydro | 7977 | City of Hamilton - (OH) | 39.4128 | -84.5558 | 960 N. 3RD STREET | HAMILTON | OH | 45011 | Butler | RFC | PJM | PJM Interconnection, LLC | Other | Conventional Hydroelectric | 2 | 3; 4 | 2.2 | 2 | 2 | RE | Electric Utility | 13.8 | M | [11 empty] | 1994
7810 | MISO | Argyle | 792 | City of Argyle - (WI) | 42.7019 | -89.8697 | 100 E Milwaukee Street | Argyle | WI | 53504 | Lafayette | MRO | MISO | Midcontinent Independent Transmission System Operator, Inc.. | Mixed | Conventional Hydroelectric; Petroleum Liquids | 2 | 3; 5 | 2.3 | 2.1 | 2.1 | RE | Electric Utility | 69 | M | [11 empty] | 1929
7818 | MISO | Alsey | 40307 | Prairie Power, Inc | 39.5698 | -90.436 | Highway 106 South | Alsey | IL | 62694 | Scott | SERC | MISO | Midcontinent Independent Transmission System Operator, Inc.. | Natural Gas | Natural Gas Fired Combustion Turbine | 6 | 1; 2; 3; 4; 5; 6 | 173 | 164.3 | 180.8 | RE | Electric Utility | 138 | C | AMIL.ALSEYCTG1; AMIL.ALSEYCTG2; AMIL.ALSEYCTG3; AMIL.ALSEYCTG4; AMIL.ALSEYCTG5; AMIL.ALSEYCTG6 | [10 empty] | 1999
7820 | MISO | Big Quinnesec 92 | 20847 | Wisconsin Electric Power Co | 45.7881 | -88.0408 | N2022 Hydraulic Falls Road | Iron Mountain | MI | 49801 | Dickinson | RFC | MISO | Midcontinent Independent Transmission System Operator, Inc.. | Other | Conventional Hydroelectric | 2 | 1; 2 | 16 | 16 | 16 | RE | Electric Utility | 69 | I | [11 empty] | 1949
7821 | MISO | Big Quinnesec 61 | 20847 | Wisconsin Electric Power Co | 45.7883 | -88.0415 | N2022 Hydraulic Falls Road | Iron Mountain | MI | 49801 | Dickinson | RFC | MISO | Midcontinent Independent Transmission System Operator, Inc.. | Other | Conventional Hydroelectric | 2 | 4; 5 | 4.4 | 4.4 | 4.4 | RE | Electric Utility | 13.8 | I | [11 empty] | 1914
7822 | MISO | Kaukauna City Hydro | 10056 | City of Kaukauna | 44.2746 | -88.3191 | 601 Thimany Road | Kaukauna | WI | 54130 | Outagamie | MRO | MISO | Midcontinent Independent Transmission System Operator, Inc.. | Other | Conventional Hydroelectric | 2 | 1; 2 | 4.8 | 4.8 | 4.8 | RE | Electric Utility | 12.4 | M | [11 empty] | 1940
7824 | WECC | Rockwood | 9216 | Imperial Irrigation District | 32.9553 | -115.5364 | 4195 Dogwood Rd. | Brawley | CA | 92227 | Imperial | WECC | IID | Imperial Irrigation District | Mixed | Natural Gas Fired Combustion Turbine; Petroleum Liquids | 2 | 1; 2 | 49.8 | 42.3 | 43 | RE | Electric Utility | 33 | P | [11 empty] | 1979
7825 | SPP | Fulton (AR) | 807 | Arkansas Electric Coop Corp | 33.6094 | -93.7924 | 100 AECC Road | Fulton | AR | 71838 | Hempstead | SERC | SWPP | Southwest Power Pool | Natural Gas | Natural Gas Fired Combustion Turbine | 1 | 1 | 154.8 | 153 | 153 | RE | Electric Utility | 115 | C | AECC_FULTON | [10 empty] | 2001
7827 | PJM | Shelby North | 40577 | American Mun Power-Ohio, Inc | 40.8969 | -82.6625 | 73 W. State St. | Shelby | OH | 44875 | Richland | RFC | PJM | PJM Interconnection, LLC | Petroleum | Petroleum Liquids | 1 | 1 | 1.8 | 1.8 | 1.8 | RE | Electric Utility | 12.47 | M | [11 empty] | 2000
7828 | PJM | Shelby South | 17043 | City of Shelby - (OH) | 40.9089 | -82.6533 | 3626 London West Rd. | Shelby | OH | 44875 | Richland | RFC | PJM | PJM Interconnection, LLC | Petroleum | Petroleum Liquids | 1 | 1 | 1.8 | 1.8 | 1.8 | RE | Electric Utility | 12.5 | M | AEP | [10 empty] | 2000
7831 | MISO | Beaver Island | 38084 | Great Lakes Energy Coop | 45.7291 | -85.5244 | 36800 East Side Drive | Beaver Island | MI | 49782 | Charlevoix | RFC | MISO | Midcontinent Independent Transmission System Operator, Inc.. | Petroleum | Petroleum Liquids | 3 | 1; 2; 3 | 3.3 | 2.8 | 2.8 | RE | Electric Utility | 25 | C | [11 empty] | 2000
7835 | PJM | Essential Power Rock Springs LLC | 56386 | Essential Power Operating Services LLC | 39.719 | -76.1598 | 1423 Rising Sun Road | Rising Sun | MD | 21911 | Cecil | RFC | PJM | PJM Interconnection, LLC | Natural Gas | Natural Gas Fired Combustion Turbine | 4 | 1; 2; 3; 4 | 795.6 | 666.7 | 666.7 | NR | IPP Non-CHP | 500 | Q | ROCKSPRI-CT1; ROCKSPRI-CT2; ROCKSPRI-CT3; ROCKSPRI-CT4 | [10 empty] | 2003
7836 | PJM | Marsh Run Generation Facility | 40229 | Old Dominion Electric Coop | 38.5283 | -77.7681 | 12109 Lucky Hill Road | Remington | VA | 22734 | Fauquier | SERC | PJM | PJM Interconnection, LLC | Natural Gas | Natural Gas Fired Combustion Turbine | 3 | 1; 2; 3 | 596.7 | 481.3 | 576 | RE | Electric Utility | 230 | C | 34887875; 34887877; 34887879 | [10 empty] | 2004
7837 | PJM | Louisa Generation Facility | 40229 | Old Dominion Electric Coop | 38.1181 | -78.2139 | 3352 Kloeckner Road | Gordonsville | VA | 22942 | Louisa | SERC | PJM | PJM Interconnection, LLC | Natural Gas | Natural Gas Fired Combustion Turbine | 5 | 1; 2; 3; 4; 5 | 545.7 | 466 | 555 | RE | Electric Utility | 230 | C | 93354021; 93354023; 93354025; 93354027; 34887991 | [10 empty] | 2003
7838 | PJM | Remington | 19876 | Virginia Electric & Power Co | 38.5442 | -77.7714 | 12025 Lucky Hill Road | Remington | VA | 22734 | Fauquier | SERC | PJM | PJM Interconnection, LLC | Natural Gas | Natural Gas Fired Combustion Turbine | 4 | 1; 2; 3; 4 | 705.5 | 603.7 | 727.2 | RE | Electric Utility | 230 | I | [11 empty] | 2000
7839 | PJM | Ladysmith | 19876 | Virginia Electric & Power Co | 38.0722 | -77.5133 | 8063 Cedon Road | Woodford | VA | 22580 | Caroline | SERC | PJM | PJM Interconnection, LLC | Natural Gas | Natural Gas Fired Combustion Turbine | 5 | 1; 2; 3; 4; 5 | 892.5 | 814 | 931.5 | RE | Electric Utility | 230 | I | [11 empty] | 2001
7843 | MISO | Pleasant Valley (MN) | 7570 | Great River Energy | 43.7994 | -92.6829 | 68435 310th Street | Dexter | MN | 55926 | Mower | MRO | MISO | Midcontinent Independent Transmission System Operator, Inc.. | Natural Gas | Natural Gas Fired Combustion Turbine | 3 | 11; 12; 13 | 467.8 | 426.3 | 480.6 | RE | Electric Utility | 161 | C | GRE.PVLYGR1; GRE.PVLYGR2; GREPVLYGR3 | [10 empty] | 2001
7844 | MISO | Minnesota River | 12667 | Minnesota Municipal Power Agny | 44.7952 | -93.581 | 1040 Dahlen Lane | Chaska | MN | 55318 | Carver | MRO | MISO | Midcontinent Independent Transmission System Operator, Inc.. | Natural Gas | Natural Gas Fired Combustion Turbine | 1 | UOO1 | 49 | 39 | 39 | RE | Electric Utility | 118 | P | NSP.MINRVR1 | [10 empty] | 2001
7847 | SPP | Coon Rapids II | 4305 | City of Coon Rapids | 41.871 | -94.6808 | 712 Railway Street | Coon Rapids | IA | 50058 | Carroll | MRO | SWPP | Southwest Power Pool | Petroleum | Petroleum Liquids | 3 | 1; 2; 3 | 5.4 | 5.1 | 5.4 | RE | Electric Utility | 69 | M | WAUECOONRPMUUNCOONRAPIDS_RA | [10 empty] | 2001
7849 | MISO | Knoxville Industrial | 12341 | MidAmerican Energy Co | 41.316 | -93.061 | 307 S. Godfrey Lane | Knoxville | IA | 50138 | Marion | MRO | MISO | Midcontinent Independent Transmission System Operator, Inc.. | Petroleum | Petroleum Liquids | 8 | 1; 2; 3; 4; 5; 6; 7; 8 | 16 | 16 | 16 | RE | Electric Utility | 69 | I | MEC.KNOXIN 1 | [10 empty] | 2000
7850 | MISO | Shenandoah | 12341 | MidAmerican Energy Co | 40.7707 | -95.3768 | 900 W. Ferguson Rd | Shenandoah | IA | 51601 | Page | MRO | MISO | Midcontinent Independent Transmission System Operator, Inc.. | Petroleum | Petroleum Liquids | 10 | 1; 10; 2; 3; 4; 5; 6; 7; 8; 9 | 20 | 20 | 20 | RE | Electric Utility | 69 | I | MEC.SHENDO 1 | [10 empty] | 2000
7851 | MISO | Waterloo Lundquist | 12341 | MidAmerican Energy Co | 42.5062 | -92.3456 | 3 Lafayette St. | Waterloo | IA | 50703 | Black Hawk | MRO | MISO | Midcontinent Independent Transmission System Operator, Inc.. | Petroleum | Petroleum Liquids | 9 | 1; 2; 3; 4; 5; 6; 7; 8; 9 | 18 | 18 | 18 | RE | Electric Utility | 69 | I | MEC.LUNDQS 1 | [10 empty] | 2000
7853 | SPP | West Receiving | 5056 | City of Denison - (IA) | 42.0217 | -95.3633 | 405 Avenue C | Denison | IA | 51442 | Crawford | MRO | SWPP | Southwest Power Pool | Petroleum | Petroleum Liquids | 1 | 1 | 1.8 | 1.8 | 1.8 | RE | Electric Utility | 13.2 | M | [11 empty] | 1998
7854 | MISO | Avenue A Generator Sets | 16198 | City of Rock Falls - (IL) | 41.7807 | -89.6894 | 300 Ave A | Rock Falls | IL | 61071 | Whiteside | RFC | MISO | Midcontinent Independent Transmission System Operator, Inc.. | Petroleum | Petroleum Liquids | 2 | 1; 2 | 3.6 | 3.6 | 3.6 | RE | Electric Utility | 34.5 | M | PJM/ComEd.ROCKFALLS | [10 empty] | 2000
7855 | SPP | Moorhead Wind Turbine | 12894 | City of Moorhead - (MN) | 46.895 | -96.7347 | 2200 28th St. N. | Moorhead | MN | 56560 | Clay | MRO | SWPP | Southwest Power Pool | Wind | Onshore Wind Turbine | 2 | 8; 9 | 1.4 | 1.4 | 1.4 | RE | Electric Utility | 12.47 | M |  | 2 | NEG-Micon | 180 | [7 empty] | 1999
7856 | MISO | North Generation Plant | 7626 | City of Greenfield - (IA) | 41.3164 | -94.455 | 301 N Townline Rd | Greenfield | IA | 50849 | Adair | MRO | MISO | Midcontinent Independent Transmission System Operator, Inc.. | Petroleum | Petroleum Liquids | 4 | 1; 2; 3; 4 | 8 | 8 | 8 | RE | Electric Utility | 12.47 | M | ALTW.ALTW | [10 empty] | 2002
7857 | MISO | Gilliam South | 18231 | City of Stuart - (IA) | 41.4961 | -94.3272 | 724 SW 7th St. | Stuart | IA | 50250 | Adair | MRO | MISO | Midcontinent Independent Transmission System Operator, Inc.. | Petroleum | Petroleum Liquids | 2 | 1; 7 | 4.3 | 4 | 4.1 | RE | Electric Utility | 69 | M | [11 empty] | 2001
7863 | MISO | Elk Mound | 4716 | Dairyland Power Coop | 44.9028 | -91.5681 | 4101 50th Street | Elk Mound | WI | 54739 | Chippewa | MRO | MISO | Midcontinent Independent Transmission System Operator, Inc.. | Natural Gas | Natural Gas Fired Combustion Turbine | 2 | 1; 2 | 71 | 64.6 | 84.7 | RE | Electric Utility | 161 | C | DPC.EKM1; DPC.EKM2 | [10 empty] | 2001
7865 | MISO | Earlville | 5563 | City of Earlville - (IA) | 42.4942 | -91.2725 | 11 Maple Street | Earlville | IA | 52041 | Delaware | MRO | MISO | Midcontinent Independent Transmission System Operator, Inc.. | Petroleum | Petroleum Liquids | 1 | 1 | 1.8 | 1.8 | 1.8 | RE | Electric Utility | 4.16 | M | [11 empty] | 2001
7867 | WECC | Snoqualmie 2 | 15500 | Puget Sound Energy Inc | 47.5445 | -121.8414 | 37540 SE Fish Hatchery RD | Snoqualmie | WA | 98024 | King | WECC | PSEI | Puget Sound Energy | Other | Conventional Hydroelectric | 2 | 6A; 7 | 38.7 | 33.6 | 33.6 | RE | Electric Utility | 115 | I | [11 empty] | 1957
7870 | WECC | Encogen | 15500 | Puget Sound Energy Inc | 48.746 | -122.486 | 915 Cornwall Ave | Bellingham | WA | 98225 | Whatcom | WECC | PSEI | Puget Sound Energy | Natural Gas | Natural Gas Fired Combined Cycle | 4 | CTG1; CTG2; CTG3; STG | 176.4 | 159.4 | 182.5 | RE | Electric Utility | 115 | I | [11 empty] | 1993
7872 | PJM | Robert P Mone Plant | 7004 | Buckeye Power, Inc | 40.9297 | -84.7392 | 4406 Mentzer Rd. | Convoy | OH | 45832 | Van Wert | RFC | PJM | PJM Interconnection, LLC | Natural Gas | Natural Gas Fired Combustion Turbine | 3 | 1; 2; 3 | 596.7 | 441 | 540 | RE | Electric Utility | 345 | C | 32419345; 32419347; 32419349 | [10 empty] | 2002
7874 | PJM | Edgerton | 40577 | American Mun Power-Ohio, Inc | 41.45 | -84.7672 | 127 Industrial Dr. | Edgerton | OH | 43517 | Williams | RFC | PJM | PJM Interconnection, LLC | Petroleum | Petroleum Liquids | 2 | 1; 2 | 3.6 | 3.6 | 3.6 | RE | Electric Utility | 12.47 | M | [11 empty] | 2000
7878 | PJM | Wellington | 40577 | American Mun Power-Ohio, Inc | 41.1631 | -82.2272 | 115 Willard Memorial Squ. | Wellington | OH | 44090 | Lorain | RFC | PJM | PJM Interconnection, LLC | Petroleum | Petroleum Liquids | 1 | 1 | 1 | 1 | 1 | RE | Electric Utility | 12.47 | M | [11 empty] | 1998
7884 | MISO | Dakota Magic | 4775 | Dakota Magic Casino | 45.9386 | -96.8358 | 16849 102nd St. SE | Hankinson | ND | 58041 | Richland | MRO | MISO | Midcontinent Independent Transmission System Operator, Inc.. | Petroleum | Petroleum Liquids | 1 | 1 | 1.5 | 1.5 | 1.5 | NR | Commercial Non-CHP | 0.48 | Q | [11 empty] | 2000
7886 | MISO | Wind Turbine | 11479 | Madison Gas & Electric Co | 44.6694 | -87.6333 | E2680 Eagle Road | Casco | WI | 54205 | Kewaunee | MRO | MISO | Midcontinent Independent Transmission System Operator, Inc.. | Wind | Onshore Wind Turbine | 1 | 1 | 11 | 11 | 11 | RE | Electric Utility | 24.9 | I | MGE.LRRGTOT | 17 | Vestas | 213 | [7 empty] | 1999
7887 | SPP | Terry Bundy Generating Station | 11018 | Lincoln Electric System | 40.9097 | -96.6131 | 7707 Bluff Road | Lincoln | NE | 68517 | Lancaster | MRO | SWPP | Southwest Power Pool | Mixed | Natural Gas Fired Combined Cycle; Natural Gas Fired Combustion Turbine; Petroleum Liquids; Landfill Gas | 8 | 1; 2; 3; 4; BSU; LFG1; LFG2; LFG3 | 216.3 | 171.2 | 179 | RE | Electric Utility | 115 | M | LES84_BLUFPLT1; LES84_BLUFUNSALT_VALLEY_4_RA__; LES84_BLUFUNTBGS_LFG_G1_RA | [10 empty] | 2003
7903 | SPP | McCartney | 17833 | City Utilities of Springfield - (MO) | 37.2484 | -93.1708 | 5701 E. Farm Road 112 | Strafford | MO | 65757 | Greene | MRO | SWPP | Southwest Power Pool | Natural Gas | Natural Gas Fired Combustion Turbine | 2 | MGS1; MSG2 | 117.8 | 100 | 100 | RE | Electric Utility | 161 | M | SPRM_MCCT1; SPRM_MCCT2 | [10 empty] | 2002
7907 | WECC | Pine Flat | 10325 | Kings River Conservation Dist | 36.8326 | -119.327 | 27709 Pine Flat Road | Piedra | CA | 93649 | Fresno | WECC | CISO | California Independent System Operator | Other | Conventional Hydroelectric | 3 | 1; 2; 3 | 165 | 165 | 165 | RE | Electric Utility | 230 | P | [11 empty] | 1984
7911 | WECC | Kern Canyon | 64145 | Kern and Tule Hydro LLC | 35.4407 | -118.7965 | Rancheria Road off Highway 178 | Bakersfield | CA | 93301 | Kern | WECC | CISO | California Independent System Operator | Other | Conventional Hydroelectric | 1 | 1 | 11.5 | 11.5 | 11.5 | RE | Electric Utility | 70 | Q | KRNCNYN_6_N001 | [10 empty] | 1921
7918 | PJM | Galion | 40577 | American Mun Power-Ohio, Inc | 40.7303 | -82.7939 | 1232 Freeseworks Place East | Galion | OH | 44833 | Crawford | RFC | PJM | PJM Interconnection, LLC | Petroleum | Petroleum Liquids | 3 | 1; 2; 3 | 5.4 | 5.4 | 5.4 | RE | Electric Utility | 12.47 | M | [11 empty] | 2001
7919 | PJM | Seville | 40577 | American Mun Power-Ohio, Inc | 41.0317 | -81.8714 | 8864 Ryan Rd. | Seville | OH | 44273 | Medina | RFC | PJM | PJM Interconnection, LLC | Petroleum | Petroleum Liquids | 3 | 1; 2; 3 | 5.4 | 5.4 | 5.4 | RE | Electric Utility | 12.47 | M | [11 empty] | 2001
7920 | MISO | Traer South | 19062 | City of Traer - (IA) | 42.1925 | -92.4747 | Hwy 63 South | Traer | IA | 50675 | Tama | MRO | MISO | Midcontinent Independent Transmission System Operator, Inc.. | Petroleum | Petroleum Liquids | 1 | 5 | 2 | 1.8 | 1.8 | RE | Electric Utility | 12.5 | M | [11 empty] | 2001
7921 | MISO | Maquoketa 2 | 11611 | City of Maquoketa - (IA) | 42.07 | -90.66 | 105 Generac Drive | Maquoketa | IA | 52060 | Jackson | MRO | MISO | Midcontinent Independent Transmission System Operator, Inc.. | Petroleum | Petroleum Liquids | 4 | 11; 12; 13; 14 | 8 | 5.1 | 5.1 | RE | Electric Utility | 69 | M | [11 empty] | 2001
7922 | MISO | Brooklyn City North Plant | 2287 | City of Brooklyn - (IA) | 41.7394 | -92.4394 | 1250 Center St. | Brooklyn | IA | 52211 | Poweshiek | MRO | MISO | Midcontinent Independent Transmission System Operator, Inc.. | Petroleum | Petroleum Liquids | 1 | 7 | 2.3 | 2 | 2 | RE | Electric Utility | 34.5 | M | [11 empty] | 2012
7925 | MISO | Lakefield Junction | 7570 | Great River Energy | 43.7984 | -94.8415 | 2159 20th Avenue | Trimont | MN | 56176 | Martin | MRO | MISO | Midcontinent Independent Transmission System Operator, Inc.. | Mixed | Natural Gas Fired Combustion Turbine; Petroleum Liquids | 7 | 1; 2; 3; 4; 5; 6; 7 | 537.8 | 497.6 | 551.6 | RE | Electric Utility | 345 | C | GRE.LKFLGR1; GRE.LKFLGR2; GRE.LKFLGR3; GRE.LKFLGR4; GRE.LKFLGR5; GRE.LKFLGR6 | [10 empty] | 2001
7926 | MISO | South Strawberry | 18204 | City of Strawberry Point | 42.7114 | -91.5469 | 113 Lincoln Street | Strawberry Point | IA | 52076 | Clayton | MRO | MISO | Midcontinent Independent Transmission System Operator, Inc.. | Petroleum | Petroleum Liquids | 2 | 1A; 2A | 3.6 | 3.6 | 3.6 | RE | Electric Utility | 13.8 | M | [11 empty] | 2002
7928 | SPP | Osawatomie | 10000 | Evergy Metro | 38.5322 | -94.9026 | 32808 Lone Star Road | Miami | KS | 66071 | Miami | MRO | SWPP | Southwest Power Pool | Natural Gas | Natural Gas Fired Combustion Turbine | 1 | 1 | 102 | 76.6 | 95.7 | RE | Electric Utility | 161 | I | KCPLPAOLAUNOSA1 | [10 empty] | 2003
7929 | SPP | West Gardner | 10000 | Evergy Metro | 38.7875 | -94.9861 | 18827 Dillie Road | Johnson | KS | 66021 | Johnson | MRO | SWPP | Southwest Power Pool | Natural Gas | Natural Gas Fired Combustion Turbine | 4 | 1; 2; 3; 4 | 408 | 314.8 | 389.4 | RE | Electric Utility | 161 | I | KCPLBULLCRK5UNWGR1; KCPLBULLCRK5UNWGR2; KCPLBULLCRK5UNWGR3; KCPLBULLCRK5UNWGR4 | [10 empty] | 2003
7930 | SPP | Russell Energy Center | 16440 | City of Russell - (KS) | 38.8997 | -98.8394 | 1250 E 15th | Russell | KS | 67665 | Russell | MRO | SWPP | Southwest Power Pool | Natural Gas | Natural Gas Fired Combustion Turbine | 2 | T-1; T-2 | 15 | 12 | 15.8 | RE | Electric Utility | 34.5 | M | KMEA_EMP2_RUSS1 | [10 empty] | 2002
7931 | WECC | Coyote Springs II | 20169 | Avista Corp | 45.848 | -119.674 | 200 Ullman Blvd | Boardman | OR | 97818 | Morrow | WECC | BPAT | Bonneville Power Administration | Natural Gas | Natural Gas Fired Combined Cycle | 2 | 1; 2 | 287 | 290 | 324 | RE | Electric Utility | 500 | I | [11 empty] | 2003
7932 | MISO | Gaylord - Wolverine | 20910 | Wolverine Power Supply Coop | 45.0046 | -84.7218 | 2700 Milbocker Road | Gaylord | MI | 49735 | Otsego | RFC | MISO | Midcontinent Independent Transmission System Operator, Inc.. | Natural Gas | Natural Gas Fired Combustion Turbine | 3 | 1; 2; 3 | 70.2 | 60.6 | 81.3 | RE | Electric Utility | 69 | C | CONS.GYRD1WPSC; CONS.GYRD2WPSC; CONS.GYRD3WPSC | [10 empty] | 2001
7934 | MISO | Industrial Park | 16198 | City of Rock Falls - (IL) | 41.7682 | -89.6744 | 1109 Industrial Park Rd | Rock Falls | IL | 61071 | Whiteside | RFC | MISO | Midcontinent Independent Transmission System Operator, Inc.. | Petroleum | Petroleum Liquids | 7 | 3; 4; 5; 6; 7; 8; 9 | 13.4 | 13.4 | 13.4 | RE | Electric Utility | 34.5 | M | PJM/ComEd.ROCKFALLS | [10 empty] | 2001
7935 | SPP | Trenton South | 19150 | Trenton Municipal Utilities - (MO) | 40.0672 | -93.6044 | 1st & Johnson | Trenton | MO | 64683 | Grundy | SERC | SWPP | Southwest Power Pool | Petroleum | Petroleum Liquids | 7 | 1; 2; 3; 4; 5; 6; 7 | 14 | 13.2 | 13.2 | RE | Electric Utility | 13.2 | M | [11 empty] | 2000
7936 | WECC | Nine Canyon | 20160 | Energy Northwest | 46.0958 | -119.0964 | 92308 S. Nine Canyon Road | Kennewick | WA | 99336 | Benton | WECC | BPAT | Bonneville Power Administration | Wind | Onshore Wind Turbine | 1 | 1 | 95.9 | 95 | 95 | RE | Electric Utility | 115 | S |  | 63 | Siemens | 200 | [7 empty] | 2002
7940 | PJM | Ponton Diesel Generating Facility | 40229 | Old Dominion Electric Coop | 37.2953 | -77.9862 | Virginia State Road 614 | Amelia | VA | 23002 | Amelia | SERC | PJM | PJM Interconnection, LLC | Petroleum | Petroleum Liquids | 2 | 1; 2 | 4 | 4 | 4 | RE | Electric Utility | 12.47 | C | [11 empty] | 2002
7941 | PJM | Nottoway Diesel Generating Facility | 40229 | Old Dominion Electric Coop | 36.6972 | -77.105 | 23636 Meherrin Road | Courtland | VA | 23837 | Southampton | SERC | PJM | PJM Interconnection, LLC | Petroleum | Petroleum Liquids | 2 | 1; 2 | 4 | 4 | 4 | RE | Electric Utility | 34.5 | C | [11 empty] | 2002
7942 | WECC | Diamond Valley Lake | 12397 | Metropolitan Water District of S CA | 33.6808 | -117.0698 | 33552 Newport Road | Winchester | CA | 92596 | Riverside | WECC | CISO | California Independent System Operator | Other | Conventional Hydroelectric | 9 | 10; 11; 12; 2; 3; 4; 6; 7; 8 | 29.7 | 29.7 | 29.7 | RE | Electric Utility | 115 | S | [11 empty] | 2001
7947 | MISO | Solway CT | 14232 | Otter Tail Power Co | 47.5446 | -95.1297 | 7707 Centerline Road NW | Solway | MN | 56678 | Beltrami | MRO | MISO | Midcontinent Independent Transmission System Operator, Inc.. | Mixed | Natural Gas Fired Combustion Turbine; Petroleum Liquids | 2 | 1; D1 | 51.3 | 43.57 | 51.3 | RE | Electric Utility | 115 | I | OTP.SLWAY01 | [10 empty] | 2003
7948 | MISO | Lawrence County Station | 9267 | Hoosier Energy R E C, Inc | 38.8003 | -86.4511 | 1000 S. Old Palestine Road | Mitchell | IN | 47446 | Lawrence | RFC | MISO | Midcontinent Independent Transmission System Operator, Inc.. | Natural Gas | Natural Gas Fired Combustion Turbine | 6 | 1; 2; 3; 4; 5; 6 | 402 | 236.5 | 260.5 | RE | Electric Utility | 161 | C | HE.07LCPGEN1; HE.07LCPGEN2; HE.07LCPGEN3; HE.07LCPGEN4; HE.07LCPGEN5; HE.07LCPGEN6 | [10 empty] | 2005
7953 | WECC | Evander Andrews Power Complex | 9191 | Idaho Power Co | 43.1792 | -115.7343 | 1862 NW Mashburn Road | Mountain Home | ID | 83647 | Elmore | WECC | IPCO | Idaho Power Company | Natural Gas | Natural Gas Fired Combustion Turbine | 3 | 1; 2; 3 | 270.9 | 262.21 | 302.03 | RE | Electric Utility | 138 | I | DNPR_GNODE011; DNPR_GNODE012; DNPR_GNODE013 | [10 empty] | 2001
7955 | SPP | Elk City Station | 14127 | Omaha Public Power District | 41.3839 | -96.2544 | 13770 N 216th Street | Bennington | NE | 68007 | Douglas | MRO | SWPP | Southwest Power Pool | Other | Landfill Gas | 8 | 1; 2; 3; 4; 5; 6; 7; 8 | 6.4 | 6.05 | 6.05 | RE | Electric Utility | 13.8 | P | ELK_CITY_1; ELK_CITY_2 | [10 empty] | 2002 | 2025
7962 | PJM | Warren F Sam Beasley Generation Station | 5084 | Delaware Municipal Electric Corp | 39.2792 | -75.6239 | 217 Artisan Drive | Smyrna | DE | 19977 | Kent | RFC | PJM | PJM Interconnection, LLC | Natural Gas | Natural Gas Fired Combustion Turbine | 2 | 001; 002 | 96 | 98 | 98 | RE | Electric Utility | 138 | M | Clayton 13 KV G1; Clayton 13 KV G2 | [10 empty] | 2002
7964 | MISO | Peno Creek | 19436 | Union Electric Co - (MO) | 39.3531 | -91.2295 | 16303 Pike 43 | Bowling Green | MO | 63334 | Pike | SERC | MISO | Midcontinent Independent Transmission System Operator, Inc.. | Natural Gas | Natural Gas Fired Combustion Turbine | 4 | GT1; GT2; GT3; GT4 | 240 | 172 | 216 | RE | Electric Utility | 161 | I | AMMO.PENOCTG1; AMMO.PENOCTG2; AMMO.PENOCTG3; AMMO.PENOCTG4 | [10 empty] | 2002
7966 | SPP | Iowa Distributed Wind Generation Project | 309 | City of Algona - (IA) | 43.0347 | -94.1406 | 1604 190th Street | Algona | IA | 50511 | Kossuth | MRO | SWPP | Southwest Power Pool | Wind | Onshore Wind Turbine | 1 | IDWG | 2.3 | 2.3 | 2.3 | RE | Electric Utility | 13.8 | M | WAUEALGONAMUNALGONA_1_UNIT_RA | 3 | Zond | 165 | [7 empty] | 2000
7967 | WECC | Lordsburg Generating | 15473 | Public Service Co of NM | 32.3505 | -108.698 | 2 Power Plant Road | Lordsburg | NM | 88045 | Hidalgo | WECC | PNM | Public Service Company of New Mexico | Natural Gas | Natural Gas Fired Combustion Turbine | 2 | GT1; GT2 | 88 | 82.6 | 85.4 | RE | Electric Utility | 115 | I | [11 empty] | 2002
7971 | MISO | Pella Peaking | 14645 | City of Pella - (IA) | 41.4106 | -92.9378 | 1875 Washington | Pella | IA | 50219 | Marion | MRO | MISO | Midcontinent Independent Transmission System Operator, Inc.. | Petroleum | Petroleum Liquids | 14 | 10; 11; 12; 13; 14; 15; 16; 3; 4; 5; 6; 7; 8; 9 | 28 | 25.2 | 25.2 | RE | Electric Utility | 69 | M | MEC.MRES.PELLA | [10 empty] | 2003
7972 | MISO | Sumpter | 20910 | Wolverine Power Supply Coop | 42.167 | -83.5318 | 8509 Rawsonville Road | Belleville | MI | 48111 | Wayne | RFC | MISO | Midcontinent Independent Transmission System Operator, Inc.. | Natural Gas | Natural Gas Fired Combustion Turbine | 4 | 1; 2; 3; 4 | 340 | 308.4 | 375 | RE | Electric Utility | 120 | C | DECO.JUDD11; DECO.JUDD12; DECO.JUDD13; DECO.JUDD14 | [10 empty] | 2002
7973 | SPP | Sharpe | 9961 | Kansas Electric Power Coop Inc | 38.275 | -95.6839 | 1709 Oxen Lane NE | Waverly | KS | 66871 | Coffey | MRO | SWPP | Southwest Power Pool | Petroleum | Petroleum Liquids | 10 | 1; 10; 2; 3; 4; 5; 6; 7; 8; 9 | 20 | 20 | 20 | RE | Electric Utility | 69 | C | WR.SHARPE.KEPC | [10 empty] | 2002
7975 | WECC | Pyramid | 30151 | Tri-State G & T Assn, Inc | 32.2363 | -108.5494 | 53 Ramos Farms Road | Lordsburg | NM | 88045 | Hidalgo | WECC | PNM | Public Service Company of New Mexico | Natural Gas | Natural Gas Fired Combustion Turbine | 4 | 1; 2; 3; 4 | 186 | 158 | 182.4 | RE | Electric Utility | 115 | C | [11 empty] | 2003
7976 | SPP | Mulvane 2 | 13095 | City of Mulvane - (KS) | 37.4908 | -97.2216 | 9910 E 111 th ST South | Mulvane | KS | 67110 | Sedgwick | MRO | SWPP | Southwest Power Pool | Petroleum | Petroleum Liquids | 3 | 10; 11; 9 | 9.2 | 8.6 | 8.6 | RE | Electric Utility | 69 | M | [11 empty] | 2003
7977 | MISO | Granite Falls 2 | 7494 | City of Granite Falls - (MN) | 44.8047 | -95.557 | 1330 13th Street | Granite Falls | MN | 56241 | Yellow Medicine | MRO | MISO | Midcontinent Independent Transmission System Operator, Inc.. | Petroleum | Petroleum Liquids | 3 | 1; 2; 3 | 6 | 6 | 6 | RE | Electric Utility | 69 | M | [11 empty] | 2003
7982 | MISO | South Generation | 15793 | Redwood Falls Public Util Comm | 44.5331 | -95.1122 | 500 East Tin Street | Redwood Falls | MN | 56283 | Redwood | MRO | MISO | Midcontinent Independent Transmission System Operator, Inc.. | Petroleum | Petroleum Liquids | 3 | 3; 4; 5 | 6.6 | 6.2 | 6 | RE | Electric Utility | 13.8 | M | [11 empty] | 2003
7984 | MISO | Kalkaska CT #1 | 40582 | Michigan Public Power Agency | 44.6889 | -85.2019 | 1750 Prough Road SW | Kalkaska | MI | 49646 | Kalkaska | RFC | MISO | Midcontinent Independent Transmission System Operator, Inc.. | Natural Gas | Natural Gas Fired Combustion Turbine | 1 | 001 | 60.5 | 48.3 | 57.09 | RE | Electric Utility | 69 | P | CONS.KALK | [10 empty] | 2002
7985 | MISO | Greater Des Moines | 12341 | MidAmerican Energy Co | 41.5563 | -93.5283 | 4401A Carlisle Rd. | Pleasant Hill | IA | 50327 | Polk | MRO | MISO | Midcontinent Independent Transmission System Operator, Inc.. | Natural Gas | Natural Gas Fired Combined Cycle | 3 | GT1; GT2; ST1 | 576.3 | 503.7 | 590.5 | RE | Electric Utility | 345 | I | MEC.CC.GDM1&2 | [10 empty] | 2003
7987 | WECC | Lake One | 2507 | City of Burbank Water and Power | 34.1772 | -118.3147 | 164 W. Magnolia | Burbank | CA | 91502 | Los Angeles | WECC | LDWP | Los Angeles Department of Water and Power | Natural Gas | Natural Gas Fired Combustion Turbine | 1 | L1 | 60.5 | 48 | 48 | RE | Electric Utility | 69 | M | [11 empty] | 2002
7988 | MISO | Silver Creek | 17568 | Cooperative Energy | 31.6004 | -89.9468 | 217 Moses Lane | Prentiss | MS | 39474 | Jefferson Davis | SERC | MISO | Midcontinent Independent Transmission System Operator, Inc.. | Natural Gas | Natural Gas Fired Combustion Turbine | 3 | 1; 2; 3 | 250.5 | 225 | 250.5 | RE | Electric Utility | 115 | C | SME.SLVRCRK_1; SME.SLVRCRK_2; SME.SLVRCRK_3 | [10 empty] | 2003
7989 | MISO | Sylvarena | 17568 | Cooperative Energy | 31.9821 | -89.4127 | 3012 Smith County Road 97 | Raleigh | MS | 39153 | Smith | SERC | MISO | Midcontinent Independent Transmission System Operator, Inc.. | Natural Gas | Natural Gas Fired Combustion Turbine | 3 | 1; 2; 3 | 141 | 129 | 141 | RE | Electric Utility | 115 | C | SME.SYLV_1; SME.SYLV_2; SME.SYLV_3 | [10 empty] | 2003
7990 | MISO | Altamont | 406 | City of Altamont - (IL) | 39.0687 | -88.7555 | 10590 North 205th Street | Altamont | IL | 62411 | Effingham | SERC | MISO | Midcontinent Independent Transmission System Operator, Inc.. | Petroleum | Petroleum Liquids | 4 | 1; 2; 3; 4 | 7.2 | 7.2 | 7.2 | RE | Electric Utility | 69 | M | AMIL.IP.IMEA | [10 empty] | 2002
7991 | MISO | West Campus Cogeneration Facility | 11479 | Madison Gas & Electric Co | 43.0751 | -89.4251 | 515 Walnut Street | Madison | WI | 53701 | Dane | MRO | MISO | Midcontinent Independent Transmission System Operator, Inc.. | Natural Gas | Natural Gas Fired Combined Cycle | 3 | 1; CT2; STG1 | 169.3 | 129.1 | 134 | RE | Electric Utility | 69 | I | MGE.CC.WCCF | [10 empty] | 2005
7995 | WECC | Airport Industrial | 56146 | Black Hills Colorado Electric, LLC | 38.2844 | -104.5308 | 475 William White Blvd. | Pueblo | CO | 81001 | Pueblo | WECC | PSCO | Public Service Company of Colorado | Petroleum | Petroleum Liquids | 4 | IC1; IC2; IC3; IC4 | 10 | 10 | 10 | RE | Electric Utility | 115 | I | [11 empty] | 2002
7999 | WECC | Grays Harbor Energy Facility | 49893 | Invenergy Services LLC | 46.9692 | -123.48 | 401 Keys Road | Elma | WA | 98541 | Grays Harbor | WECC | BPAT | Bonneville Power Administration | Natural Gas | Natural Gas Fired Combined Cycle | 3 | CT1; CT2; ST1 | 714.9 | 595 | 669 | NR | IPP Non-CHP | 230 | Q | [11 empty] | 2008
8000 | SPP | Beatrice | 13337 | Nebraska Public Power District | 40.3302 | -96.8082 | 20261 SW 61st Rd | Beatrice | NE | 68310 | Gage | MRO | SWPP | Southwest Power Pool | Natural Gas | Natural Gas Fired Combined Cycle | 3 | CT1; CT2; ST1 | 247.1 | 219.5 | 219.5 | RE | Electric Utility | 115 | P | NPPD_BPS | [10 empty] | 2005
8010 | WECC | Murray Turbine | 13137 | City of Murray - (UT) | 40.67 | -111.89 | 153 W 4800 So | Murray | UT | 84107 | Salt Lake | WECC | PACE | PacifiCorp - East | Natural Gas | Natural Gas Fired Combustion Turbine | 3 | 1; 2; 3 | 42 | 36 | 39 | RE | Electric Utility | 138 | M | [11 empty] | 2001
8011 | PJM | Crane Clean Energy Center | 55951 | Constellation Nuclear | 40.1515 | -76.7232 | PO Box 480 | Middletown | PA | 17057 | Dauphin | RFC | PJM | PJM Interconnection, LLC | Nuclear | Nuclear | 1 | 1 | 980.8 | 802.8 | 829 | NR | IPP Non-CHP | 230 | Q | 20111201 | [10 empty] | 1974
8012 | PJM | Croydon CT Generating Station | 6035 | Constellation Power, Inc | 40.08 | -74.8917 | 955 River Rd. | Bristol Twp. | PA | 19020 | Bucks | RFC | PJM | PJM Interconnection, LLC | Petroleum | Petroleum Liquids | 8 | 11; 12; 21; 22; 31; 32; 41; 42 | 546.4 | 391 | 523.5 | NR | IPP Non-CHP | 230 | Q | CROYDON 13 KV UNIT11; CROYDON 13 KV UNIT12; CROYDON 13 KV UNIT21; CROYDON 13 KV UNIT22; CROYDON 13 KV UNIT31; CROYDON 13 KV UNIT32; CROYDON 13 KV UNIT41; CROYDON 13 KV UNIT42 | [10 empty] | 1974
8013 | MISO | Winter | 13697 | North Central Power Co Inc | 45.8367 | -90.9735 | 5882 State Road 70 | Winter | WI | 54896 | Sawyer | MRO | MISO | Midcontinent Independent Transmission System Operator, Inc.. | Petroleum | Petroleum Liquids | 2 | IC 1; IC 2 | 5.6 | 5.6 | 5.6 | RE | Electric Utility | 23 | I | nsp.ncpload | [10 empty] | 2002
8016 | MISO | Factory | 17828 | City of Springfield - (IL) | 39.8259 | -89.6373 | 1900 Factory Street | Springfield | IL | 62702 | Sangamon | SERC | MISO | Midcontinent Independent Transmission System Operator, Inc.. | Petroleum | Petroleum Liquids | 1 | 1 | 26.6 | 14.7 | 25.2 | RE | Electric Utility | 69 | M | CWLP.FACTOR91 | [10 empty] | 1973
8020 | SPP | Baldwin City Plant No 2 | 1148 | City of Baldwin City- (KS) | 38.7649 | -95.192 | 1101 Orange Street | Baldwin City | KS | 66006 | Douglas | MRO | SWPP | Southwest Power Pool | Mixed | Natural Gas Internal Combustion Engine; Petroleum Liquids | 3 | 7; 8; 9 | 8.6 | 8 | 8 | RE | Electric Utility | 34.5 | M | [11 empty] | 2004
8022 | WECC | Boulder Park | 20169 | Avista Corp | 47.6972 | -117.1472 | N. 4424 Barker Road | Spokane | WA | 99027 | Spokane | WECC | AVA | Avista Corporation | Natural Gas | Natural Gas Internal Combustion Engine | 6 | 1; 2; 3; 4; 5; 6 | 24.6 | 24.6 | 24.6 | RE | Electric Utility | 115 | I | [11 empty] | 2002
8023 | MISO | Columbia (WI) | 20856 | Wisconsin Power & Light Co | 43.4864 | -89.4203 | W8375 Murray Rd | Pardeville | WI | 53954 | Columbia | MRO | MISO | Midcontinent Independent Transmission System Operator, Inc.. | Coal | Conventional Steam Coal | 2 | 1; 2 | 1112 | 1131.9 | 1164.8 | RE | Electric Utility | 345 | I | ALTE.COLUMBIA1; ALTE.COLUMBIA2 | [10 empty] | 1975 | 2029
8026 | WECC | Hartzog | 1307 | Basin Electric Power Coop | 43.8294 | -105.5322 | Hwy 50 | Wright | WY | 82732 | Campbell | WECC | WACM | Western Area Power Administration - Rocky Mountain Region | Natural Gas | Natural Gas Fired Combustion Turbine | 3 | 1; 2; 3 | 22.5 | 15 | 18 | RE | Electric Utility | 69 | C | [11 empty] | 2002
8027 | MISO | Blue Lake | 13781 | Northern States Power Co - Minnesota | 44.7855 | -93.4315 | 1200 70th St | Shakopee | MN | 55379 | Scott | MRO | MISO | Midcontinent Independent Transmission System Operator, Inc.. | Mixed | Petroleum Liquids; Natural Gas Fired Combustion Turbine | 6 | 1; 2; 3; 4; 7; 8 | 559.4 | 454 | 545 | RE | Electric Utility | 115 | I | NSP BLUE_LK BLUE_L_1_UNIT; NSP BLUE_LK BLUE_L_2_UNIT; NSP BLUE_LK BLUE_L_3_UNIT; NSP BLUE_LK BLUE_L_4_UNIT; NSP BLUE_LK BLUE_L_7_UNIT; NSP BLUE_LK BLUE_L_8_UNIT | [10 empty] | 1974 | 2025
8028 | WECC | Arvada | 1307 | Basin Electric Power Coop | 44.69 | -106.1092 | Hwy 14 | Arvada | WY | 82831 | Sheridan | WECC | WACM | Western Area Power Administration - Rocky Mountain Region | Natural Gas | Natural Gas Fired Combustion Turbine | 2 | 1; 2 | 15 | 10 | 12 | RE | Electric Utility | 69 | C | [11 empty] | 2002
8029 | MISO | Sycamore (IA) | 12341 | MidAmerican Energy Co | 41.6722 | -93.6769 | 6141 NW Beaver Dr. | Johnston | IA | 50131 | Polk | MRO | MISO | Midcontinent Independent Transmission System Operator, Inc.. | Natural Gas | Natural Gas Fired Combustion Turbine | 2 | 1; 2 | 157.6 | 140.6 | 158 | RE | Electric Utility | 69 | I | MEC.SYCAMO 1; MEC.SYCAMO 2 | [10 empty] | 1974
8030 | WECC | Barber Creek | 1307 | Basin Electric Power Coop | 43.7219 | -105.7689 | Interstate 90 | Gillette | WY | 82718 | Campbell | WECC | WACM | Western Area Power Administration - Rocky Mountain Region | Natural Gas | Natural Gas Fired Combustion Turbine | 3 | 1; 2; 3 | 22.5 | 15 | 18 | RE | Electric Utility | 69 | C | [11 empty] | 2002
8031 | MISO | Emery Station | 9417 | Interstate Power and Light Co | 43.094 | -93.2922 | 11295 230th St | Clear Lake | IA | 50428 | Cerro Gordo | MRO | MISO | Midcontinent Independent Transmission System Operator, Inc.. | Natural Gas | Natural Gas Fired Combined Cycle | 3 | 11; 12; ST1 | 602.8 | 531.2 | 604.2 | RE | Electric Utility | 161 | I | ALTW.CC.EMERY1; ALTW.CC.EMERY2 | [10 empty] | 2004
8034 | SPP | Yankton | 13809 | NorthWestern Energy - (SD) | 42.8933 | -97.3533 | Hwy 50 | Yankton | SD | 57078 | Yankton | MRO | SWPP | Southwest Power Pool | Mixed | Natural Gas Internal Combustion Engine; Petroleum Liquids | 4 | 1; 2; 3; 4 | 13.4 | 13.5 | 13.5 | RE | Electric Utility | 34.5 | I | [11 empty] | 1963
8036 | SPP | Cooper Nuclear Station | 13337 | Nebraska Public Power District | 40.3628 | -95.6408 | P.O. Box 98 | Brownville | NE | 68321 | Nemaha | MRO | SWPP | Southwest Power Pool | Nuclear | Nuclear | 1 | 1 | 801 | 768.5 | 768.5 | RE | Electric Utility | 345 | P | NPPD_COOPR | [10 empty] | 1974
8037 | SPP | Clifton | 18315 | Sunflower Electric Power Corp | 39.6125 | -97.2778 | 319 Eagle Rd | Clifton | KS | 66937 | Washington | MRO | SWPP | Southwest Power Pool | Mixed | Natural Gas Fired Combustion Turbine; Petroleum Liquids | 2 | 1; 2 | 87.5 | 78.7 | 78.7 | RE | Electric Utility | 115 | C | MKECCLIFTON_UN1 | [10 empty] | 1974
8054 | MISO | Gerald Andrus | 12685 | Entergy Mississippi LLC | 33.35 | -91.1167 | Hwy. 82 West | Greenville | MS | 38702 | Washington | SERC | MISO | Midcontinent Independent Transmission System Operator, Inc.. | Natural Gas | Natural Gas Steam Turbine | 1 | 1 | 781.4 | 706.5 | 729.8 | RE | Electric Utility | 230 | I | EES.G_ANDRUS1 | [10 empty] | 1975 | 2035
8055 | MISO | Arkansas Nuclear One | 814 | Entergy Arkansas LLC | 35.311 | -93.2351 | 1448 STATE RD 333 | Russellville | AR | 72801 | Pope | SERC | MISO | Midcontinent Independent Transmission System Operator, Inc.. | Nuclear | Nuclear | 2 | 1; 2 | 1845 | 1821 | 1840.5 | RE | Electric Utility | 500 | I | EAI.ANO1; EAI.ANO2 | [10 empty] | 1974
8056 | MISO | Waterford 1 & 2 | 11241 | Entergy Louisiana LLC | 29.9989 | -90.4768 | 17705 River Road | Killona | LA | 70057 | St Charles | SERC | MISO | Midcontinent Independent Transmission System Operator, Inc.. | Mixed | Natural Gas Steam Turbine; Petroleum Liquids | 2 | 2; 4 | 486.5 | 450.2 | 451.4 | RE | Electric Utility | 230 | I | EES.WATRFD2; EES.WATRFD4_CT | [10 empty] | 1975 | 2028
8059 | SPP | Comanche (OK) | 15474 | Public Service Co of Oklahoma | 34.5431 | -98.3244 | 6601 S.E. 60th St. | Lawton | OK | 73501 | Comanche | MRO | SWPP | Southwest Power Pool | Mixed | Natural Gas Fired Combined Cycle; Petroleum Liquids | 4 | 1G1; 1G2; 1S; IC1 | 294 | 237 | 246 | RE | Electric Utility | 138 | I | [11 empty] | 1962
8066 | WECC | Jim Bridger | 14354 | PacifiCorp | 41.7378 | -108.7875 | 35 Miles East of Rock Springs | Point of Rocks | WY | 82942 | Sweetwater | WECC | PACE | PacifiCorp - East | Mixed | Natural Gas Steam Turbine; Conventional Steam Coal | 4 | 1; 2; 3; 4 | 2326 | 2119 | 2119 | RE | Electric Utility | 345 | I | [11 empty] | 1974
8067 | WECC | Fort Lupton | 15466 | Public Service Co of Colorado | 40.0922 | -104.796 | 15002 Weld Cr 16 | Ft. Lupton | CO | 80621 | Weld | WECC | PSCO | Public Service Company of Colorado | Natural Gas | Natural Gas Fired Combustion Turbine | 2 | 1; 2 | 100.8 | 88 | 100 | RE | Electric Utility | 115 | I | [11 empty] | 1972 | 2026
8068 | WECC | Santan | 16572 | Salt River Project | 33.3325 | -111.7503 | 1005 S. Val Vista Drive | Gilbert | AZ | 85296 | Maricopa | WECC | SRP | Salt River Project | Natural Gas | Natural Gas Fired Combined Cycle | 9 | ST1; ST2; ST3; ST4; ST5A; ST5B; ST5S; ST6A; ST6S | 1326 | 1286 | 1424 | RE | Electric Utility | 230 | P | [11 empty] | 1974
8069 | WECC | Huntington | 14354 | PacifiCorp | 39.3792 | -111.0781 | Hwy 31, 10 mi W Huntington | Huntington | UT | 84528 | Emery | WECC | PACE | PacifiCorp - East | Coal | Conventional Steam Coal | 2 | 1; 2 | 1015.5 | 909 | 909 | RE | Electric Utility | 345 | I | [11 empty] | 1974
8073 | WECC | Beaver | 15248 | Portland General Electric Co | 46.1724 | -123.1739 | 80997 Kallunki Rd | Clatskanie | OR | 97016 | Columbia | WECC | PGE | Portland General Electric Company | Natural Gas | Natural Gas Fired Combined Cycle; Natural Gas Fired Combustion Turbine | 8 | 1; 2; 3; 4; 5; 6; 7; 8 | 610.7 | 492.8 | 541 | RE | Electric Utility | 230 | I | BRP1_2_GNODE1-7; BRP1_2_GNODE8 | [10 empty] | 1974
8076 | WECC | Ellwood | 63844 | Ellwood Power, LLC | 34.4314 | -119.9001 | 30 Las Armas Rd. | Goleta | CA | 93117 | Santa Barbara | WECC | CISO | California Independent System Operator | Natural Gas | Natural Gas Fired Combustion Turbine | 1 | 01 | 58 | 54 | 54 | NR | IPP Non-CHP | 66 | Q | GOLETA_6_ELLWOD | [10 empty] | 1974 | 2027
8100 | WECC | Springfield (CO) | 17834 | City of Springfield - (CO) | 37.4028 | -102.6217 | 7241 Tipton | Springfield | CO | 81073 | Baca | WECC | WACM | Western Area Power Administration - Rocky Mountain Region | Petroleum | Petroleum Liquids | 4 | 1; 2; IC4; IC5 | 2.7 | 2.7 | 2.7 | RE | Electric Utility | 69 | M | [11 empty] | 1950
8102 | PJM | Gavin Power, LLC | 61135 | Gavin Power, LLC | 38.9347 | -82.1158 | Ohio Route 7 | Cheshire | OH | 45620 | Gallia | RFC | PJM | PJM Interconnection, LLC | Coal | Conventional Steam Coal | 2 | 1; 2 | 2600 | 2722 | 2722 | NR | IPP Non-CHP | 765 | Q | [11 empty] | 1974
8105 | MISO | Halstad | 7969 | City of Halstad - (MN) | 47.3501 | -96.8319 | 405 2nd Avenue West | Halstad | MN | 56548 | Norman | MRO | MISO | Midcontinent Independent Transmission System Operator, Inc.. | Petroleum | Petroleum Liquids | 2 | 4; 5 | 4 | 3.8 | 3.8 | RE | Electric Utility | 4.16 | M | [11 empty] | 2007
8106 | MISO | Tipton | 18947 | City of Tipton - (IA) | 41.7717 | -91.1321 | 407 Lynn Street | Tipton | IA | 52772 | Cedar | MRO | MISO | Midcontinent Independent Transmission System Operator, Inc.. | Petroleum | Petroleum Liquids | 5 | 1A; 2; 5; 6; 7 | 9.3 | 9.2 | 9.2 | RE | Electric Utility | 69 | M | [11 empty] | 1971
8108 | MISO | Hopkinton | 8847 | City of Hopkinton - (IA) | 42.3435 | -91.2471 | 123 1st Street SE | Hopkinton | IA | 52237 | Delaware | MRO | MISO | Midcontinent Independent Transmission System Operator, Inc.. | Petroleum | Petroleum Liquids | 2 | 1; CAT | 4.1 | 3.8 | 3.8 | RE | Electric Utility | 34.5 | M | [11 empty] | 1973
8219 | WECC | Ray D Nixon | 3989 | City of Colorado Springs - (CO) | 38.6335 | -104.7058 | 6598 Ray Nixon Rd | Fountain | CO | 80817 | El Paso | WECC | WACM | Western Area Power Administration - Rocky Mountain Region | Mixed | Conventional Steam Coal; Natural Gas Fired Combustion Turbine | 3 | 1; GT1; GT2 | 282.6 | 255 | 259 | RE | Electric Utility | 230 | M | [11 empty] | 1980 | 2029
8222 | MISO | Coyote | 14232 | Otter Tail Power Co | 47.2214 | -101.8157 | 6240 13th Street SW | Beulah | ND | 58523 | Mercer | MRO | MISO | Midcontinent Independent Transmission System Operator, Inc.. | Coal | Conventional Steam Coal | 1 | 1 | 450 | 426.4 | 433.3 | RE | Electric Utility | 345 | I | OTP.COYOT1 | [10 empty] | 1981
8223 | WECC | Springerville | 24211 | Tucson Electric Power Co | 34.3186 | -109.1639 | County Road #4162 | Springerville | AZ | 85938 | Apache | WECC | TEPC | Tucson Electric Power Company | Mixed | Conventional Steam Coal; Solar Photovoltaic | 7 | 1; 2; 3; 4; SGSS; SGSS1; WMS | 1779.2 | 1632.8 | 1632.8 | RE | Electric Utility | 345 | I |  |  |  |  | 16.4 | Y | [5 empty] | 1985 | 2027
8224 | WECC | North Valmy | 17166 | Sierra Pacific Power Co | 40.8813 | -117.1516 | I 80 Stonehouse Exit | Valmy | NV | 89438 | Humboldt | WECC | NEVP | Nevada Power Company | Coal | Conventional Steam Coal | 2 | 1; 2 | 567 | 522 | 522 | RE | Electric Utility | 345 | I | [11 empty] | 1981
8225 | PJM | Seneca Generation LLC | 59524 | Seneca Generation LLC | 41.8389 | -79.0056 | 500 Powerhouse Drive | Warren | PA | 16365 | Warren | RFC | PJM | PJM Interconnection, LLC | Other | Hydroelectric Pumped Storage; Conventional Hydroelectric | 3 | 1; 2; 3 | 437.9 | 463.4 | 463.4 | NR | IPP Non-CHP | 230 | Q | SENECA 13KV GEN1; SENECA 13KV GEN2; SENECA 13KV GEN3 | [10 empty] | 1970
8902 | WECC | Hoover Dam (AZ) | 2518 | U S Bureau of Reclamation | 36.0155 | -114.738 |  | Boulder City | AZ | 86430 | Mohave | WECC | WALC | Western Area Power Administration - Desert Southwest Region | Other | Conventional Hydroelectric | 10 | A0; A1; A2; A3; A4; A5; A6; A7; A8; A9 | 1039.4 | 1039.7 | 1039.7 | RE | Electric Utility | 230 | F | [11 empty] | 1936
9095 | WECC | Monroe Street | 20169 | Avista Corp | 47.6536 | -117.4206 | 311 N. Post Street | Spokane | WA | 99201 | Spokane | WECC | AVA | Avista Corporation | Other | Conventional Hydroelectric | 1 | 6 | 14.8 | 15 | 15 | RE | Electric Utility | 13.8 | I | [11 empty] | 1992
9096 | WECC | Upper Falls | 20169 | Avista Corp | 47.6544 | -117.4189 | 508 N Post Street | Spokane | WA | 99201 | Spokane | WECC | AVA | Avista Corporation | Other | Conventional Hydroelectric | 1 | 1 | 10 | 10.2 | 10.2 | RE | Electric Utility | 13.8 | I | [11 empty] | 1922
9674 | MISO | Nine Springs | 11479 | Madison Gas & Electric Co | 43.0386 | -89.3586 | 7300 Southtowne Drive | Madison | WI | 53713 | Dane | MRO | MISO | Midcontinent Independent Transmission System Operator, Inc.. | Natural Gas | Natural Gas Fired Combustion Turbine | 1 | GT1 | 16.2 | 11.4 | 18.3 | RE | Electric Utility | 13.8 | I | [11 empty] | 1964
9842 | WECC | Newhalem | 16868 | City of Seattle - (WA) | 48.6759 | -121.2408 | 500 Newhalem Street | Rockport | WA | 98283 | Whatcom | WECC | SCL | Seattle City Light | Other | Conventional Hydroelectric | 1 | 20 | 2.3 | 2.3 | 2.3 | RE | Electric Utility | 7.2 | M | [11 empty] | 1970 | 2027
10003 | WECC | Colorado Energy Nations Company | 63637 | Molson Coors USA LLC | 39.7606 | -105.215 | 1003 Vasquez St. | Golden | CO | 80401 | Jefferson | WECC | PSCO | Public Service Company of Colorado | Natural Gas | Natural Gas Steam Turbine | 3 | GEN1; GEN2; GEN3 | 35 | 40 | 40 | NR | Industrial CHP | 13.2 | IND | [11 empty] | 1976
10005 | WECC | Dinosaur Point | 9397 | International Turbine Res Inc | 37.0478 | -121.1708 | 1400 Dinosaur Point | Los Banos | CA | 93635 | Merced | WECC | CISO | California Independent System Operator | Wind | Onshore Wind Turbine | 1 | WTGS | 17.4 | 17 | 16 | NR | IPP Non-CHP | 70 | Q |  | 161 | Vestas | 80 | [7 empty] | 1988
10013 | MISO | Covanta Hennepin Energy | 4435 | Covanta Energy Co | 44.9833 | -93.2804 | 505 Sixth Ave., North | Minneapolis | MN | 55405 | Hennepin | MRO | MISO | Midcontinent Independent Transmission System Operator, Inc.. | Other | Municipal Solid Waste | 1 | GEN1 | 39.5 | 33.7 | 33.7 | NR | IPP Non-CHP | 115 | M | [11 empty] | 1989
10014 | WECC | Lucky Peak Power Plant Project | 1932 | Boise-Kuna Irrigation District | 43.528 | -116.0583 | 9731 E Highway 21 | Boise | ID | 83716 | Ada | WECC | IPCO | Idaho Power Company | Other | Conventional Hydroelectric | 3 | U131; U132; U133 | 101.2 | 83 | 48.7 | NR | IPP Non-CHP | 138 | P | [11 empty] | 1988
10017 | PJM | WestRock-West Point Mill | 17465 | WestRock-West Point Mill | 37.5392 | -76.8053 | 19th and Main Street | West Point | VA | 23181 | King William | SERC | PJM | PJM Interconnection, LLC | Other | Wood/Wood Waste Biomass | 5 | GEN8; GEN9; GN10; GN11; GN12 | 101 | 101 | 101 | NR | Industrial CHP | 130 | IND | [11 empty] | 1954
10018 | WECC | Desert Peak Power Plant | 34691 | Ormat Nevada Inc | 39.754 | -118.9535 | 10750 I-80 East, Exit 65 | Fernley | NV | 89406 | Lyon | WECC | NEVP | Nevada Power Company | Other | Geothermal | 2 | GEN2; OEC2 | 26 | 17.3 | 26 | NR | IPP Non-CHP | 118 | Q | [11 empty] | 2006
10026 | WECC | Encina Water Pollution Control | 5901 | Encina Joint Powers Authority | 33.1165 | -117.3215 | 6200 Avenida Encinas | Carlsbad | CA | 92011 | San Diego | WECC | CISO | California Independent System Operator | Other | Other Waste Biomass | 4 | EG10; EG20; EG30; EG40 | 3.2 | 3.2 | 3.2 | NR | Commercial Non-CHP | 12 | M | [11 empty] | 2008
10030 | PJM | Energy Center Dover | 65384 | Cartier Energy, LLC | 39.1495 | -75.5473 | 1280 W. North Street | Dover | DE | 19904 | Kent | RFC | PJM | PJM Interconnection, LLC | Natural Gas | Natural Gas Fired Combined Cycle; Natural Gas Fired Combustion Turbine | 3 | COG1; KD-1; KD-2 | 118 | 103 | 115 | NR | IPP CHP | 69 | COM | Kent 13kv -DoverST1 (GF1); Kent 13kv -DoverCT1 (KD1); Kent 13kv -DoverCT2 (KD2) | [10 empty] | 1985
10034 | WECC | Gilroy Power Plant | 3028 | Calpine Gilroy Cogen LP | 37.0001 | -121.5367 | 1400 Pacheco Pass Hwy | Gilroy | CA | 95020 | Santa Clara | WECC | CISO | California Independent System Operator | Natural Gas | Natural Gas Fired Combined Cycle | 2 | GEN1; GEN2 | 130 | 101 | 110 | NR | IPP CHP | 115 | Q | [11 empty] | 1987
10042 | WECC | Kaweah Delta District Hospital | 10077 | Kaweah Delta Hospital | 36.3275 | -119.2947 | 400 West Mineral King | Visalia | CA | 93291 | Tulare | WECC | CISO | California Independent System Operator | Natural Gas | Natural Gas Fired Combustion Turbine | 1 | KDHT1 | 3.5 | 3.5 | 3.5 | NR | Commercial Non-CHP | 12 | COM | [11 empty] | 2008
10049 | WECC | Little Mac Project | 54696 | Little Mac Power Company | 42.6296 | -114.6616 | 2000E 4300 N | Buhl | ID | 83316 | Twin Falls | WECC | IPCO | Idaho Power Company | Other | Conventional Hydroelectric | 4 | 1; 2; 3; 4 | 1.5 | 1.5 | 1.5 | NR | IPP Non-CHP | 2.5 | Q | [11 empty] | 1984
10050 | MISO | Fourche Creek Wastewater | 11079 | Little Rock Water Reclamation Authority | 34.6968 | -92.165 | 9500 Birdwood Dr. | Little Rock | AR | 72206 | Pulaski | SERC | MISO | Midcontinent Independent Transmission System Operator, Inc.. | Natural Gas | Natural Gas Internal Combustion Engine | 1 | 4 | 1.3 | 1.3 | 1.3 | NR | Commercial CHP | 480 | M | [11 empty] | 2009
10052 | WECC | Fairhaven Power | 54788 | DG Fairhaven Power LLC | 40.7995 | -124.2028 | 97 Bay Street | Samoa | CA | 95564 | Humboldt | WECC | CISO | California Independent System Operator | Other | Wood/Wood Waste Biomass | 1 | GEN1 | 18.8 | 16 | 16 | NR | IPP Non-CHP | 60 | Q | [11 empty] | 1986
10058 | PJM | Wabtec U.S Rail, Grove City Engine Plant | 7075 | General Electric Co | 41.1694 | -80.1055 | 1503 West Main Street Ext | Grove City | PA | 16127 | Mercer | RFC | PJM | PJM Interconnection, LLC | Petroleum | Petroleum Liquids | 1 | REGN | 4.4 | 4.3 | 4.2 | NR | Industrial Non-CHP | 12 | IND | [11 empty] | 1984
10061 | PJM | Mars Wrigley Confectionery US, LLC | 11401 | Mars Wrigley Confectionery US, LLC | 40.8625 | -74.825 | 700 High Street | Hackettstown | NJ | 7840 | WARREN | RFC | PJM | PJM Interconnection, LLC | Natural Gas | Natural Gas Fired Combined Cycle | 2 | GEN1; GEN2 | 12.3 | 9.5 | 11.9 | NR | Industrial CHP | 345 | COM | [11 empty] | 1984
10070 | WECC | Foothills Hydro Plant | 5164 | Denver City & County-Foothills | 39.4588 | -105.0657 | 6730 N. Rampart Range Rd. | Littleton | CO | 80125 | Douglas | WECC | WACM | Western Area Power Administration - Rocky Mountain Region | Other | Conventional Hydroelectric | 1 | GEN1 | 3.1 | 3.1 | 3.1 | NR | IPP Non-CHP | 12.5 | Q | [11 empty] | 1985
10072 | SPP | Engineered Carbons Borger Cogen | 55727 | Orion Engineered Carbons | 35.667 | -101.432 | Hwy 1559 | Borger | TX | 79007 | Hutchinson | MRO | SWPP | Southwest Power Pool | Other | Other Gases | 1 | GEN1 | 20 | 18.8 | 18.8 | NR | Industrial Non-CHP | 69 | IND | NA ( behind the meter ) | [10 empty] | 1982
10081 | WECC | Strontia Springs Hydro Plant | 5068 | Denver City & County of | 39.4326 | -105.1263 | 4910 South Platt River Rd | Littleton | CO | 80125 | Douglas | WECC | PSCO | Public Service Company of Colorado | Other | Conventional Hydroelectric | 1 | GEN1 | 1 | 1 | 1 | NR | IPP Non-CHP | 13.2 | Q | [11 empty] | 1986
10091 | WECC | Total Energy Facilities | 11217 | Los Angeles County Sanitation | 33.7683 | -118.2836 | 24501 S Figueroa Street | Carson | CA | 90745 | Los Angeles | WECC | CISO | California Independent System Operator | Other | Other Waste Biomass | 4 | G2; G3; GEN1; GEN4 | 38.4 | 31.4 | 34.4 | NR | Commercial CHP | 66 | P | [11 empty] | 1986
10113 | PJM | John B Rich Memorial Power Station | 7199 | Gilberton Power Co | 40.7903 | -76.1983 | 81 Eleanor Avenue | Frackville | PA | 17931 | Schuylkill | RFC | PJM | PJM Interconnection, LLC | Coal | Conventional Steam Coal | 1 | GEN1 | 88.4 | 80 | 80 | NR | IPP CHP | 69 | Q | 50600 | [10 empty] | 1988
10115 | WECC | Grossmont Hospital | 7726 | Sharp Grossmont Hospital | 32.7797 | -117.0064 | 5555 Grossmont Center Drive | La Mesa | CA | 91942 | San Diego | WECC | CISO | California Independent System Operator | Natural Gas | Natural Gas Fired Combustion Turbine | 1 | GEN3 | 4.5 | 4.2 | 4.4 | NR | Commercial CHP | 12 | COM | [11 empty] | 2016
10118 | PJM | Harrisburg Facility | 8181 | Harrisburg Authority | 40.2442 | -76.8539 | 1670 S 19th Street | Harrisburg | PA | 17104 | Dauphin | RFC | PJM | PJM Interconnection, LLC | Other | Municipal Solid Waste | 1 | GEN3 | 24.1 | 16.7 | 16.7 | NR | IPP CHP | 67 | M | [11 empty] | 2006
10122 | PJM | CIP II/AR Bridgewater Holdings - NJCOE | 62860 | COE Bridgewater LLC c/o Thor Equities, LLC | 40.624 | -74.634 | 1021 U.S. Highway 202/206 | Bridgewater | NJ | 8807 | Somerset | RFC | PJM | PJM Interconnection, LLC | Natural Gas | Natural Gas Fired Combustion Turbine | 1 | 02 | 5 | 4.1 | 4.2 | NR | Commercial CHP | 34.5 | COM | [11 empty] | 2002
10123 | PJM | Hoffmann LaRoche | 60557 | PB Nutclif Master, LLC | 40.8359 | -74.155 | 340 Kingsland Street | Nutley | NJ | 7110 | Essex | RFC | PJM | PJM Interconnection, LLC | Natural Gas | Natural Gas Fired Combustion Turbine | 2 | TG01; TG03 | 10.6 | 8.2 | 10.6 | NR | Industrial CHP | 26.4 | COM | [11 empty] | 2004
10128 | WECC | Gosselin Hydro Plant | 8787 | Humboldt Bay Mun Water Dist | 40.37 | -123.4347 | Mad River Road | Ruth | CA | 95526 | Trinity | WECC | CISO | California Independent System Operator | Other | Conventional Hydroelectric | 2 | GEN1; GEN2 | 2 | 0.32 | 1.02 | NR | Commercial Non-CHP | 12 | M | [11 empty] | 1983
10129 | PJM | Indiana University of Pennsylvania | 9335 | Indiana University of Penn | 40.6144 | -79.1594 | 525 Pratt Drive | Indiana | PA | 15705 | Indiana | RFC | PJM | PJM Interconnection, LLC | Natural Gas | Natural Gas Internal Combustion Engine | 4 | GEN1; GEN2; GEN3; GEN4 | 24.4 | 24 | 24 | NR | Commercial CHP | 23 | S | [11 empty] | 1988
10138 | WECC | South Dry Creek Hydro | 9370 | Hydrodynamics Inc | 45.2063 | -109.1652 | South Dry Creek Rd | Red Lodge | MT | 59068 | Carbon | WECC | NWMT | NorthWestern Energy (NWMT) | Other | Conventional Hydroelectric | 1 | 1 | 2 | 2 | 0 | NR | IPP Non-CHP | 50 | Q | [11 empty] | 1985
10139 | WECC | Isabella Hydro Project | 9439 | Isabella Partners | 35.6441 | -118.482 | Powerhouse Rd. off Hwy. 155 | Lake Isabella | CA | 93240 | Kern | WECC | CISO | California Independent System Operator | Other | Conventional Hydroelectric | 2 | GEN1; GEN2 | 11.8 | 11.8 | 11.8 | NR | IPP Non-CHP | 69 | Q | [11 empty] | 1990
10140 | WECC | Birch Creek Power | 1751 | Birch Power Co | 44.0274 | -112.7194 | Highway 22 | Terreton | ID | 83409 | Clark | WECC | PACE | PacifiCorp - East | Other | Conventional Hydroelectric | 1 | GEN1 | 2.6 | 2.6 | 2.6 | NR | IPP Non-CHP | 12.47 | Q | [11 empty] | 1986
10143 | PJM | Colver Green Energy | 9379 | Inter-Power/AhlCon Partners, L.P. | 40.5511 | -78.7979 | 141 Interpower Drive | Colver | PA | 15927 | Cambria | RFC | PJM | PJM Interconnection, LLC | Coal | Conventional Steam Coal | 1 | COLV | 118 | 110 | 110 | NR | IPP Non-CHP | 115 | Q | Glory | [10 empty] | 1995
10144 | WECC | Sierra Pacific Lincoln Facility | 17164 | Sierra Pacific Industries | 38.9032 | -121.3097 | 1445 Highway 65 | Lincoln | CA | 95648 | Placer | WECC | CISO | California Independent System Operator | Other | Wood/Wood Waste Biomass | 1 | GEN4 | 19.2 | 17.5 | 16.9 | NR | Industrial CHP | 60 | COM | SPILINCF_7_N002 | [10 empty] | 2004
10151 | PJM | Grant Town Power Plant | 563 | American Bituminous Power LP | 39.5618 | -80.1631 | 228 ABPP Drive | Grant Town | WV | 26574 | Marion | RFC | PJM | PJM Interconnection, LLC | Coal | Conventional Steam Coal | 1 | GEN1 | 95.7 | 80 | 80 | NR | IPP Non-CHP | 138 | Q | 5021728 | [10 empty] | 1992
10152 | PJM | Warrior Ridge Hydro | 503 | American Hydro Power Company | 40.54 | -78.0346 | 8217 Warrior Ridge Road | Petersburg | PA | 16669 | Huntingdon | RFC | PJM | PJM Interconnection, LLC | Other | Conventional Hydroelectric | 4 | L-1; L-2; L-4; L-5 | 2.8 | 2.8 | 2.8 | NR | IPP Non-CHP | 4.16 | Q | [11 empty] | 1985
10155 | PJM | Brasfield | 756 | Appomattox River Associates LP | 37.2208 | -77.5245 | 21511 Chesdin Road | Petersburg | VA | 23803 | Chesterfield | SERC | PJM | PJM Interconnection, LLC | Other | Conventional Hydroelectric | 1 | 1 | 2.9 | 2.9 | 2.9 | NR | IPP Non-CHP | 34 | Q | [11 empty] | 1993
10156 | WECC | Fresno Cogen Partners | 20323 | Wellhead Services, Inc | 36.617 | -120.0998 | 8105 South Lassen | San Joaquin | CA | 93660 | Fresno | WECC | CISO | California Independent System Operator | Mixed | Batteries; Natural Gas Fired Combustion Turbine | 3 | BESS1; GEN3; GEN4 | 86.8 | 86.8 | 86.8 | NR | IPP CHP | 70 | Q | [7 empty] | 16 | 16 | 16 | LIB | 2001
10162 | WECC | Whitewater Hydro Plant | 5093 | Desert Water Agency | 33.9347 | -116.6405 | Whitewater Canyon Road | California | CA | 92262 | Riverside | WECC | CISO | California Independent System Operator | Other | Conventional Hydroelectric | 1 | WWHI | 1.3 | 1.3 | 1.3 | NR | IPP Non-CHP | 4.16 | M | [11 empty] | 1986
10169 | WECC | Carson Cogeneration | 3084 | Carson Cogeneration Co | 33.8759 | -118.2491 | 17171 S. Central Avenue | Carson | CA | 90746 | Los Angeles | WECC | CISO | California Independent System Operator | Natural Gas | Natural Gas Fired Combined Cycle | 2 | GEN1; GEN2 | 55.8 | 49.3 | 49.2 | NR | IPP Non-CHP | 13.8 | Q | ICEGEN_7_B1 | [10 empty] | 1989
10175 | WECC | Childrens Hospital | 3476 | DTE San Diego COGEN Inc. | 32.7992 | -117.1517 | 3020 Children's Way | San Diego | CA | 92123 | San Diego | WECC | CISO | California Independent System Operator | Mixed | Petroleum Liquids; Natural Gas Fired Combustion Turbine | 5 | 0799; 1711; 5083; 5084; 5085 | 11.3 | 11.3 | 11.3 | NR | Commercial CHP | 12 | COM | [11 empty] | 2000 | 2027
10180 | WECC | Metro Wastewater Reclamation District | 56527 | ENGIE Denver Metro LLC | 39.8078 | -104.9542 | 6450 York Street | Denver | CO | 80229 | Denver | WECC | PSCO | Public Service Company of Colorado | Other | Other Waste Biomass | 6 | 1; 2; 3; 4; 5; 6 | 15 | 9.8 | 11 | NR | IPP CHP | 13.2 | Q | [11 empty] | 1985
10191 | WECC | Tehachapi Wind Resource I | 2719 | CalWind Resources Inc | 35.0606 | -118.3897 | 16541 Tehachapi-Willow Springs | Tehachapi | CA | 93581 | Kern | WECC | CISO | California Independent System Operator | Wind | Onshore Wind Turbine | 1 | EXIS | 8.7 | 8.7 | 8.7 | NR | IPP Non-CHP | 12 | Q | SP15 | 134 | Nordtank | 80 | [7 empty] | 1984
10195 | MISO | CF Industries Yazoo City Complex | 50122 | CF Industries Nitrogen LLC | 32.9041 | -90.3781 | 4612 Hwy 49 E. | Yazoo City | MS | 39194 | Yazoo | SERC | MISO | Midcontinent Independent Transmission System Operator, Inc.. | Natural Gas | Natural Gas Fired Combustion Turbine | 1 | EXIS | 25 | 20 | 22 | NR | Industrial CHP | 115 | Q | U EES MSCHEM G1 | [10 empty] | 1984
10198 | MISO | Mosaic Phosphates Uncle Sam | 9436 | Mosaic Phosphates Co. | 30.0386 | -90.8283 | 7250 Highway 44 | Uncle Sam | LA | 70792 | St James | SERC | MISO | Midcontinent Independent Transmission System Operator, Inc.. | Other | All Other | 2 | GEN2; GEN3 | 26 | 26 | 26 | NR | Industrial CHP | 34.5 | IND | [11 empty] | 1968
10206 | WECC | Loma Linda University Cogen | 11161 | Loma Linda University | 34.0504 | -117.2484 | 11100 Anderson Street | Loma Linda | CA | 92350 | San Bernardino | WECC | CISO | California Independent System Operator | Mixed | Natural Gas Fired Combustion Turbine; Petroleum Liquids | 4 | GEN1; GEN2; GEN4; GEN5 | 13.1 | 12.3 | 12.3 | NR | Commercial CHP | 66 | COM | [11 empty] | 1986
10208 | MISO | Escanaba Mill | 55867 | Billerud Escanaba LLC | 45.8044 | -87.0891 | 7100 County 426 M-5 Road | Escanaba | MI | 49829 | Delta | RFC | MISO | Midcontinent Independent Transmission System Operator, Inc.. | Other | Wood/Wood Waste Biomass | 3 | NO.7; NO.8; NO9 | 122.4 | 100 | 100 | NR | Industrial CHP | 69 | IND | [11 empty] | 1969
10213 | WECC | El Segundo Cogen | 3452 | Chevron USA Inc-El Segundo | 33.9058 | -118.4031 | 324 West El Segundo Blvd. | El Segundo | CA | 90245 | Los Angeles | WECC | CISO | California Independent System Operator | Natural Gas | Natural Gas Fired Combined Cycle | 6 | GEN1; GEN2; GEN5; GEN6; GEN7; GEN8 | 180.1 | 171.6 | 171.6 | NR | Industrial CHP | 66 | IND | ELSEG4G 7 B1; ELSEG4G_7_B1 | [10 empty] | 1987
10215 | WECC | Snowbird Power Plant | 20712 | Snowbird Corporation | 40.5834 | -111.6539 | State Rd 210, Entry 4 | Snowbird | UT | 84092 | Salt Lake | WECC | PACE | PacifiCorp - East | Natural Gas | Natural Gas Internal Combustion Engine | 3 | 1138; 1258; 1260 | 6.5 | 5.5 | 5.5 | NR | Commercial CHP | 25 | Q | [11 empty] | 2022
10222 | WECC | Tulare Success Power Project | 11278 | Lower Tule River Irrgtn Dist | 36.0586 | -118.9241 | 29330 Highway 190 | Porterville | CA | 93257 | Tulare | WECC | CISO | California Independent System Operator | Other | Conventional Hydroelectric | 1 | SPP1 | 1.4 | 1.4 | 1.4 | NR | IPP Non-CHP | 12 | M | [11 empty] | 1989
10224 | PJM | Merck Rahway Power Plant | 12311 | Merck & Co Inc | 40.6156 | -74.2653 | 126 E. Lincoln Ave | Rahway | NJ | 7065 | Union | RFC | PJM | PJM Interconnection, LLC | Mixed | Natural Gas Steam Turbine; Solar Photovoltaic | 4 | GEN8; GEN9; GEN9A; SOLAR | 20.8 | 21.3 | 21.3 | NR | Industrial CHP | 26.4 | IND |  |  |  |  | 0.5 | [6 empty] | 1977
10234 | MISO | Biron Mill | 61813 | ND Paper, Inc. | 44.43 | -89.78 | 621 North Biron Drive | Wisconsin Rapids | WI | 54494 | Wood | MRO | MISO | Midcontinent Independent Transmission System Operator, Inc.. | Mixed | Conventional Steam Coal; Natural Gas Steam Turbine | 4 | GEN1; GEN3; GEN4; GEN5 | 61.6 | 55.3 | 55.3 | NR | Industrial CHP | 13.2 | Q | [11 empty] | 1947
10244 | PJM | Pixelle Specialty Solutions LLC - Chilli | 61723 | Pixelle Specialty Solution, LLC | 39.3246 | -82.974 | 232 East 8th Street | Chillicothe | OH | 45601 | Ross | RFC | PJM | PJM Interconnection, LLC | Mixed | Wood/Wood Waste Biomass; Natural Gas Steam Turbine | 4 | T-10; T-11; T-12; T-13 | 92.8 | 32.5 | 35.7 | NR | Industrial CHP | 138 | IND | [11 empty] | 1952
10245 | MISO | ArcelorMittal Burns Harbor | 56147 | Cleveland-Cliffs Burns Harbor LLC | 41.635 | -87.1387 | US Highway 12 | Burns Harbor | IN | 46304 | Porter | RFC | MISO | Midcontinent Independent Transmission System Operator, Inc.. | Other | Other Gases | 3 | GEN5; GEN6; GEN7 | 176.2 | 174.7 | 174.7 | NR | Industrial CHP | 138 | IND | [11 empty] | 1969
10253 | WECC | Haypress | 56531 | EIF Haypress LLC | 39.5657 | -120.5817 | End of Wild Plum Rd. | Sierra City | CA | 96125 | Sierra | WECC | CISO | California Independent System Operator | Other | Conventional Hydroelectric | 2 | LGEN; UGEN | 10 | 10 | 10 | NR | IPP Non-CHP | 60 | Q | [11 empty] | 1988
10262 | WECC | California Institute of Technology | 2848 | California Institute-Technology | 34.1385 | -118.1256 | 1200 S California Blvd | Pasadena | CA | 91125 | Los Angeles | WECC | CISO | California Independent System Operator | Natural Gas | Natural Gas Fired Combined Cycle | 2 | GEN6; GEN7 | 13 | 11.1 | 12 | NR | Commercial CHP | 17 | COM | [11 empty] | 2003
10279 | SPP | Kansas River Project | 2048 | Bowersock Mills & Power Co | 38.974 | -95.2351 | 500 South Powerhouse Road | Lawrence | KS | 66044 | Douglas | MRO | SWPP | Southwest Power Pool | Other | Conventional Hydroelectric | 11 | 1; 10; 11; 2; 3; 4; 5; 6; 7; 8; 9 | 7 | 7 | 7.1 | NR | IPP Non-CHP | 12.47 | Q | KACYBOWERSOCK | [10 empty] | 1920
10282 | WECC | Big Creek Water Works | 1678 | Big Creek Water Works Ltd | 40.6467 | -123.498 | Hwy 3 at Hayfork @ Hyampom Rd | Hyampom | CA | 96046 | Trinity | WECC | CISO | California Independent System Operator | Other | Conventional Hydroelectric | 1 | BCHY | 5 | 4.8 | 4.6 | NR | Commercial Non-CHP | 60 | Q | [11 empty] | 1987
10285 | PJM | Townsend Hydro | 1528 | Beaver Falls Municipal Auth | 40.7335 | -80.3148 | 1st Ave | New Brighton | PA | 15066 | Beaver | RFC | PJM | PJM Interconnection, LLC | Other | Conventional Hydroelectric | 2 | GEN1; GEN2 | 5.2 | 4.2 | 4.2 | NR | IPP Non-CHP | 23 | M | [11 empty] | 1987
10287 | WECC | Beowawe | 34691 | Ormat Nevada Inc | 40.5547 | -116.6175 | 1000 Power Plant Place | Beowawe | NV | 89821 | Lander | WECC | NEVP | Nevada Power Company | Other | Geothermal | 2 | OEC1; OEC2 | 29.2 | 20 | 29.2 | NR | IPP Non-CHP | 66 | Q | [11 empty] | 2024
10288 | WECC | Big Valley Power LLC | 56497 | Big Valley Power (BVP) LLC | 41.1325 | -121.1372 | 554 925 Highway 299 East | Bieber | CA | 96009 | Lassen | WECC | CISO | California Independent System Operator | Other | Wood/Wood Waste Biomass | 1 | IS27 | 9.3 | 8.7 | 8.7 | NR | Industrial Non-CHP | 60 | COM | [11 empty] | 1983
10294 | WECC | King City Power Plant | 2938 | Calpine King City Cogen LLC | 36.225 | -121.1278 | 750 Metz Rd | King City | CA | 93930 | Monterey | WECC | CISO | California Independent System Operator | Natural Gas | Natural Gas Fired Combined Cycle | 2 | GTG; STG | 133.2 | 115 | 118 | NR | IPP CHP | 64 | Q | [11 empty] | 1989
10296 | WECC | South Forks Hydro | 17627 | South Forks Joint Venture | 42.4937 | -114.3102 | 3431 A. North 3800 East | Hansen | ID | 83334 | Twin Falls | WECC | IPCO | Idaho Power Company | Other | Conventional Hydroelectric | 2 | GEN1; GEN2 | 8 | 8 | 8 | NR | IPP Non-CHP | 12.46 | Q | [11 empty] | 1984
10301 | MISO | Louisiana Sugar Refining | 57145 | Louisiana Sugar Refining LLC | 30.0497 | -90.6839 | 1230 Fifth Ave. | Gramercy | LA | 70052 | St James | SERC | MISO | Midcontinent Independent Transmission System Operator, Inc.. | Natural Gas | Natural Gas Steam Turbine | 3 | GEN2; GEN3; GEN4 | 6.7 | 5.3 | 5.2 | NR | Industrial CHP | 13.8 | IND | [11 empty] | 1957
10302 | PJM | Juniata Locomotive Shop | 13657 | Norfork Southern Corp | 40.5333 | -78.3841 | 200 N 4th Avenue | Altoona | PA | 16601 | Blair | RFC | PJM | PJM Interconnection, LLC | Natural Gas | Natural Gas Fired Combustion Turbine | 1 | GEN3 | 1.5 | 1.5 | 1.5 | NR | Commercial Non-CHP | 12 | IND | [11 empty] | 2015
10308 | PJM | Sayreville Cogeneration Facility | 22290 | Sayreville Power Generation LP | 40.439 | -74.3444 | 601 Jernee Mill Road | Sayreville | NJ | 8872 | Middlesex | RFC | PJM | PJM Interconnection, LLC | Natural Gas | Natural Gas Fired Combined Cycle | 3 | CT1; CT2; ST1 | 430.2 | 292 | 333.1 | NR | IPP Non-CHP | 230 | Q | 50726 | [10 empty] | 1991
10319 | MISO | Geismar | 1182 | BASF Corporation | 30.2 | -91 | 8404 Highway 75 | Geismar | LA | 70734 | Ascension | SERC | MISO | Midcontinent Independent Transmission System Operator, Inc.. | Natural Gas | Natural Gas Fired Combustion Turbine; Natural Gas Steam Turbine | 3 | GEN1; GEN2; GEN3 | 84.1 | 80.1 | 88.1 | NR | Industrial CHP | 230 | IND | [11 empty] | 1985
10323 | WECC | Copper Dam Plant | 6201 | Farmer's Irrigation District | 45.6652 | -121.5238 | 1900 Copper Dam Road | Hood River | OR | 97031 | Hood River | WECC | PACW | PacifiCorp - West | Other | Conventional Hydroelectric | 1 | TURGO | 2.6 | 1 | 2.6 | NR | IPP Non-CHP | 4.3 | P | [11 empty] | 2015
10324 | WECC | Peters Drive Plant | 6201 | Farmer's Irrigation District | 45.6676 | -121.5485 | Peters Drive | Hood River | OR | 97031 | Hood River | WECC | PACW | PacifiCorp - West | Other | Conventional Hydroelectric | 1 | GEN3 | 1.8 | 0.3 | 1.2 | NR | IPP Non-CHP | 4.3 | P | RTO 3K9 | [10 empty] | 1987
10325 | WECC | Mink Creek Hydro | 6288 | Mink Creek Hydro Entity | 42.2608 | -111.6656 | 8600 East Mink Creek Road | Preston | ID | 83263 | Franklin | WECC | PACE | PacifiCorp - East | Other | Conventional Hydroelectric | 1 | GEN1 | 3.1 | 2 | 0.6 | NR | IPP Non-CHP | 4.2 | Q | [11 empty] | 1986
10328 | MISO | T B Simon Power Plant | 12436 | Michigan State University | 42.7178 | -84.4836 | 354 Service Rd. | East Lansing | MI | 48824 | Ingham | RFC | MISO | Midcontinent Independent Transmission System Operator, Inc.. | Natural Gas | Natural Gas Steam Turbine; Natural Gas Fired Combustion Turbine; Natural Gas Internal Combustion Engine | 9 | GEN1; GEN2; GEN3; GEN4; GEN5; GEN6; GEN7; GEN8; GEN9 | 127.5 | 125.6 | 127.3 | NR | Commercial CHP | 138 | S | [11 empty] | 1965
10339 | WECC | Southside Water Reclamation Plant | 194 | Albuquerque City of | 35.0161 | -106.6697 | 4210 2nd st SW | Albuquerque | NM | 87105 | Bernalillo | WECC | PNM | Public Service Company of New Mexico | Mixed | Natural Gas Internal Combustion Engine; Other Waste Biomass | 4 | GEN1; GEN2; GEN3; GEN4 | 6.6 | 6.4 | 6.6 | NR | IPP CHP | 15 | P | [11 empty] | 1987
10342 | WECC | Marathon Bay Area Cogen | 65130 | Tesoro Marketing & Refining Co. LLC (Martinez) | 38.0244 | -122.0589 | 550 Solano Way | Martinez | CA | 94553 | Contra Costa | WECC | CISO | California Independent System Operator | Natural Gas | Natural Gas Fired Combined Cycle | 3 | TG1; TG2; TG3 | 113.5 | 103.5 | 107.5 | NR | IPP CHP | 230 | Q | FOSTERW_7_N004 | [10 empty] | 1987
10343 | PJM | Foster Wheeler Mt Carmel Cogen | 49889 | Mount Carmel Cogen Inc | 40.8112 | -76.453 | Marion Heights Road & Rt 54 | Marion Heights | PA | 17832 | Northumberland | RFC | PJM | PJM Interconnection, LLC | Coal | Conventional Steam Coal | 1 | TG1 | 47.3 | 43 | 40 | NR | IPP CHP | 13.8 | Q | [11 empty] | 1990
10349 | WECC | Greenleaf 2 Power Plant | 59879 | Greenleaf Energy LLC | 39.1365 | -121.6397 | 875 North Walton Ave. | Yuba City | CA | 95993 | Sutter | WECC | CISO | California Independent System Operator | Natural Gas | Natural Gas Fired Combustion Turbine | 1 | GEN1 | 49.5 | 49.5 | 49.5 | NR | IPP CHP | 60 | Q | [11 empty] | 1989
10350 | WECC | Greenleaf 1 | 64430 | Calpine Greenleaf Holding, Inc. | 39.0529 | -121.6961 | 5087 South Townshio Road | Yuba City | CA | 95993 | Sutter | WECC | CISO | California Independent System Operator | Natural Gas | Natural Gas Fired Combustion Turbine | 2 | CTGA; CTGB | 69.8 | 60 | 60 | NR | IPP Non-CHP | 115 | Q | [11 empty] | 2022
10360 | MISO | Consumer Operations LLC | 55919 | Georgia-Pacific Consumer Oper. Green Bay LLC | 44.4936 | -88.0303 | 1919 S Broadway | Green Bay | WI | 54304 | Brown | MRO | MISO | Midcontinent Independent Transmission System Operator, Inc.. | Natural Gas | Natural Gas Steam Turbine | 2 | GEN6; GEN7 | 47.6 | 41 | 41 | NR | Industrial CHP | 13.8 | IND | [11 empty] | 1963
10362 | SPP | Georgia-Pacific Muskogee | 6589 | Georgia-Pacific Muskogee LLC | 35.7322 | -95.2939 | 4901 Chandler Road | Muskogee | OK | 74403 | Muskogee | MRO | SWPP | Southwest Power Pool | Natural Gas | Natural Gas Steam Turbine | 3 | GEN1; GEN2; GEN3 | 114 | 67.5 | 71.4 | NR | Industrial CHP | 13.2 | IND | [11 empty] | 1979
10387 | WECC | Sycamore Energy LLC | 57223 | Sycamore Energy LLC | 32.8577 | -117.0288 | 8514 Mast Blvd. | Santee | CA | 92071 | San Diego | WECC | CISO | California Independent System Operator | Other | Landfill Gas | 3 | 1A; 2A; 3 | 5.4 | 5.2 | 5.4 | NR | IPP Non-CHP | 12 | Q | [11 empty] | 2004
10397 | MISO | Indiana Harbor West | 56165 | Cleveland Cliffs | 41.6638 | -87.4523 | 3001 Dickey Rd. | East Chicago | IN | 46312 | Lake | RFC | MISO | Midcontinent Independent Transmission System Operator, Inc.. | Natural Gas | Natural Gas Steam Turbine | 3 | GEN7; GEN8; GEN9 | 127 | 68 | 74 | NR | Industrial CHP | 138 | IND | [11 empty] | 1959
10398 | PJM | Cleveland Works | 9454 | Cleveland Cliffs | 41.4739 | -81.6728 | 3060 Eggers Road | Cleveland | OH | 44105 | Cuyahoga | RFC | PJM | PJM Interconnection, LLC | Other | Other Gases | 3 | GENB; GENC; GENG | 102 | 99.3 | 91 | NR | Industrial CHP | 138 | IND | ATSI | [10 empty] | 1965
10405 | WECC | Kingsburg Cogen | 10337 | KES Kingsburg LP | 36.5397 | -119.5794 | 11765 Mountian View | Kingsburg | CA | 93631 | Fresno | WECC | CISO | California Independent System Operator | Natural Gas | Natural Gas Fired Combined Cycle | 2 | GEN1; GEN2 | 36.2 | 33.8 | 34.8 | NR | IPP CHP | 115 | Q | KINGSBUR_7_B1 | [10 empty] | 1990
10421 | WECC | Dillon Hydro Plant | 5068 | Denver City & County of | 39.6208 | -106.0662 | 858 Old Colorado Hwy #9 | Summit | CO | 80435 | Summit | WECC | PSCO | Public Service Company of Colorado | Other | Conventional Hydroelectric | 1 | GEN1 | 1.8 | 1.8 | 1.8 | NR | IPP Non-CHP | 25 | Q | [11 empty] | 1987
10422 | WECC | Williams Fork Hydro Plant | 5068 | Denver City & County of | 40.035 | -106.2053 | 1839 County Rd 3008 | Parshall | CO | 80468 | Grand | WECC | WACM | Western Area Power Administration - Rocky Mountain Region | Other | Conventional Hydroelectric | 2 | GEN1; GEN2 | 3.5 | 3.5 | 3.5 | NR | IPP Non-CHP | 25 | Q | [11 empty] | 1959
10423 | WECC | North Fork Hydro Plant | 5068 | Denver City & County of | 39.4616 | -105.677 | 49548 U.S 285 | Grant | CO | 80448 | Park | WECC | WACM | Western Area Power Administration - Rocky Mountain Region | Other | Conventional Hydroelectric | 1 | GEN1 | 5.5 | 5.5 | 5.5 | NR | IPP Non-CHP | 12.47 | Q | [11 empty] | 1988
10424 | WECC | Gross Hydro Plant | 5068 | Denver City & County of | 39.9456 | -105.3565 | 3817 Gross Dam Road | Boulder | CO | 80471 | Jefferson | WECC | PSCO | Public Service Company of Colorado | Other | Conventional Hydroelectric | 2 | GEN1; GEN2 | 8 | 8 | 8 | NR | IPP Non-CHP | 25 | Q | [11 empty] | 2007
10425 | MISO | USG Paper, LLC - Orange Mill | 66999 | USG Paper LLC | 30.2178 | -93.7422 | 1750 Inland Rd | Orange | TX | 77632 | Orange | SERC | MISO | Midcontinent Independent Transmission System Operator, Inc.. | Other | Wood/Wood Waste Biomass | 1 | TG | 48 | 33.2 | 33.8 | NR | Industrial CHP | 13.8 | IND | [11 empty] | 1967
10427 | WECC | New-Indy Ontario Mill | 22091 | New-Indy Ontario LLC | 34.0454 | -117.5402 | 5100 Jurupa Street | Ontario | CA | 91761 | San Bernardino | WECC | CISO | California Independent System Operator | Natural Gas | Natural Gas Fired Combustion Turbine | 2 | GEN2; GEN3 | 33 | 29.4 | 29.6 | NR | Industrial Non-CHP | 600 | COM | [11 empty] | 2019
10430 | MISO | Anheuser-Busch St Louis | 623 | Anheuser-Busch Inc | 38.5978 | -90.2107 | One Busch Place | St. Louis | MO | 63118 | St Louis City | SERC | MISO | Midcontinent Independent Transmission System Operator, Inc.. | Natural Gas | Natural Gas Steam Turbine | 3 | GEN1; GEN3; GEN4 | 26.1 | 26.1 | 26.1 | NR | Industrial CHP | 34.5 | IND | [11 empty] | 1939
10435 | PJM | Camden Resource Recovery Facility | 49966 | Covanta Camden Energy Recovery Center | 39.9092 | -75.1169 | 600 Morgan Blvd. | Camden | NJ | 8104 | Camden | RFC | PJM | PJM Interconnection, LLC | Other | Municipal Solid Waste | 2 | TGA; TGB | 35 | 33 | 33 | NR | IPP Non-CHP | 26 | Q | CCRF | [10 empty] | 1991
10437 | WECC | Sunray 2 | 60246 | Sunray Energy 2, LLC | 34.8634 | -116.8276 | 35100 Santa Fe Street | Daggett | CA | 92327 | San Bernardino | WECC | CISO | California Independent System Operator | Solar | Solar Photovoltaic | 1 | SUN2 | 20 | 20 | 18.5 | NR | IPP Non-CHP | 115 | Q |  |  |  |  | 26.9 | Y | [5 empty] | 2017
10438 | WECC | Sunray 3 | 60247 | Sunray Energy 3 LLC | 34.8634 | -116.8276 | 35100 Santa Fe St | Daggett | CA | 92327 | San Bernardino | WECC | CISO | California Independent System Operator | Solar | Solar Photovoltaic | 1 | SUN3 | 13.8 | 13.8 | 13.8 | NR | IPP Non-CHP | 34.5 | Q |  |  |  |  | 17.2 | Y | [5 empty] | 2017
10444 | WECC | Lockhart Solar PV, LLC | 61950 | Terra-Gen Operating Co-Solar | 35.0308 | -117.3563 | 43880 Harper Lake Road | Hinkley | CA | 92347 | San Bernardino | WECC | CISO | California Independent System Operator | Solar | Solar Photovoltaic | 1 | LOC1 | 100.4 | 85 | 85 | NR | IPP Non-CHP | 220 | Q |  |  |  |  | 108.7 | Y | [5 empty] | 2023
10453 | MISO | LAC Courte Oreilles Hydroelect | 58149 | Renewable World Energies LLC | 45.8883 | -91.0769 | N5961 Dam Road | Winter | WI | 54896 | Sawyer | MRO | MISO | Midcontinent Independent Transmission System Operator, Inc.. | Other | Conventional Hydroelectric | 3 | U1; U2; U3 | 3.4 | 3.2 | 3.2 | NR | IPP Non-CHP | 23.9 | Q | [11 empty] | 1986
10458 | WECC | Muck Valley Hydroelectric | 63235 | Brookfield Renewable Trading and Marketing LP | 40.9764 | -121.2558 | Unnammed Road |  | CA | 96068 | Lassen | WECC | CISO | California Independent System Operator | Other | Conventional Hydroelectric | 1 | GEN1 | 29.9 | 29.9 | 29.9 | NR | IPP Non-CHP | 230 | Q | [11 empty] | 1988
10472 | WECC | Puente Hills Energy Recovery | 11217 | Los Angeles County Sanitation | 34.0233 | -118.0241 | 2800 S Workman Mill Road | Whittier | CA | 90601 | Los Angeles | WECC | CISO | California Independent System Operator | Other | Landfill Gas | 1 | GEN1 | 50 | 45 | 45 | NR | Commercial Non-CHP | 66 | P | [11 empty] | 1986
10475 | MISO | Expander Turbine | 56165 | Cleveland Cliffs | 41.6836 | -87.4233 | 3210 Watling St. | East Chicago | IN | 46312 | Lake | RFC | MISO | Midcontinent Independent Transmission System Operator, Inc.. | Other | Other Gases | 1 | 16TG | 20 | 18.8 | 18.8 | NR | Industrial Non-CHP | 138 | IND | [11 empty] | 1981
10479 | WECC | Mammoth G3 | 34691 | Ormat Nevada Inc | 37.6455 | -118.9096 | 85 Casa Diablo | Mammoth Lakes | CA | 93546 | Mono | WECC | CISO | California Independent System Operator | Other | Geothermal | 3 | T101; T102; T103 | 15 | 9.9 | 15 | NR | IPP Non-CHP | 33 | Q | [11 empty] | 1990
10480 | WECC | Mammoth G1 | 34691 | Ormat Nevada Inc | 37.6451 | -118.9143 | 85 Casa Diablo | Mammoth lakes | CA | 93546 | Mono | WECC | CISO | California Independent System Operator | Other | Geothermal | 2 | GEN1; GEN2 | 10 | 6.6 | 10 | NR | IPP Non-CHP | 33 | Q | [11 empty] | 1984
10481 | WECC | Mammoth G2 | 34691 | Ormat Nevada Inc | 37.6464 | -118.9092 | 85 Casa Diablo | Mammoth Lakes | CA | 93546 | Mono | WECC | CISO | California Independent System Operator | Other | Geothermal | 3 | 1; 2; 3 | 15 | 9.9 | 15 | NR | IPP Non-CHP | 33 | Q | [11 empty] | 1990
10486 | MISO | Boise Cascade International Falls | 1991 | Boise White Paper LLC | 48.6067 | -93.4066 | 400 Second Street | International Falls | MN | 56649 | Koochiching | MRO | MISO | Midcontinent Independent Transmission System Operator, Inc.. | Other | Wood/Wood Waste Biomass | 1 | GEN 6 | 52.3 | 40 | 40 | NR | Industrial CHP | 13.8 | IND | [11 empty] | 2015
10487 | MISO | International Falls Power | 1991 | Boise White Paper LLC | 48.6081 | -93.4043 | 400 Second Street | International Falls | MN | 56649 | Koochiching | MRO | MISO | Midcontinent Independent Transmission System Operator, Inc.. | Other | Conventional Hydroelectric | 7 | GEN1; GEN2; GEN3; GEN4; GEN5; GEN6; GEN7 | 14.2 | 14.2 | 14.2 | NR | Industrial Non-CHP | 13.8 | IND | [11 empty] | 1924
10488 | MISO | DeRidder Mill | 1924 | Packaging Corporation of America | 30.8606 | -93.3756 | 4200 Hwy 190 W. | DeRidder | LA | 70634 | Beauregard | SERC | MISO | Midcontinent Independent Transmission System Operator, Inc.. | Other | Wood/Wood Waste Biomass | 1 | TG | 61.5 | 61.5 | 61.5 | NR | Industrial CHP | 138 | IND | [11 empty] | 1969
10496 | WECC | Kern River Cogeneration | 10203 | Kern River Cogeneration Co | 35.4515 | -118.9849 | SW China Grade Loop | Bakersfield | CA | 93380 | Kern | WECC | CISO | California Independent System Operator | Natural Gas | Natural Gas Fired Combustion Turbine | 4 | GTAG; GTBG; GTCG; GTDG | 300 | 288 | 308 | NR | IPP CHP | 230 | IND | [11 empty] | 1985
10501 | WECC | Mid-Set Cogeneration | 12449 | Mid Set Cogeneration Co | 35.1946 | -119.571 | 13705 Shale Rd. | Fellows | CA | 93224 | Kern | WECC | CISO | California Independent System Operator | Natural Gas | Natural Gas Fired Combustion Turbine | 1 | K100 | 39.1 | 36 | 34 | NR | IPP CHP | 220 | IND | [11 empty] | 1989
10504 | WECC | Amalgamated Sugar Twin Falls | 450 | The Amalgamated Sugar Co | 42.5328 | -114.4328 | 2320 Orchard Drive East | Twin Falls | ID | 83301 | Twin Falls | WECC | IPCO | Idaho Power Company | Natural Gas | Natural Gas Steam Turbine | 3 | 1500; 2500; 4000 | 10.2 | 8.5 | 8.5 | NR | Industrial CHP | 12 | IND | [11 empty] | 1948
10520 | MISO | Dayton Hydro | 57280 | Eagle Creek Renewable Energy, LLC | 41.3878 | -88.7897 | 1963 North 3103 Road | Ottawa | IL | 61350 | LaSalle | SERC | MISO | Midcontinent Independent Transmission System Operator, Inc.. | Other | Conventional Hydroelectric | 3 | 1; 2; 3 | 3.6 | 3.6 | 3.6 | NR | IPP Non-CHP | 34.5 | Q | [11 empty] | 1925
10532 | MISO | Grand River | 55858 | Energy Developments, Inc d/b/a EDL | 42.791 | -84.6957 | 8550 West Grand River | Grand Ledge | MI | 48837 | Clinton | RFC | MISO | Midcontinent Independent Transmission System Operator, Inc.. | Other | Landfill Gas | 4 | 2-1; 2-3; 2-4; 2-5 | 3.2 | 3.2 | 3.2 | NR | IPP Non-CHP | 24.9 | Q | [11 empty] | 1991
10546 | PJM | Beaver Valley Patterson Dam | 64078 | Central Rivers Power US, LLC | 40.7441 | -80.3178 | Third Street & The River | Beaver Falls | PA | 15010 | Beaver | RFC | PJM | PJM Interconnection, LLC | Other | Conventional Hydroelectric | 3 | GEN1; GEN2; GEN3 | 1.2 | 1.2 | 1.2 | NR | IPP Non-CHP | 23 | Q | [11 empty] | 1982
10548 | WECC | San Jose Cogeneration | 16732 | San Jose State University Fclts Dev &Ops | 37.3361 | -121.8783 | 129 South 10th Street | San Jose | CA | 95192 | Santa Clara | WECC | CISO | California Independent System Operator | Natural Gas | Natural Gas Fired Combustion Turbine | 1 | GEN1 | 6 | 5.6 | 5.6 | NR | Commercial CHP | 115 | S | [11 empty] | 1984 | 2030
10568 | MISO | Port Arthur Texas Refinery | 914 | Total Petrochemicals USA Inc | 29.9649 | -93.8913 | Hwy 366 and 32nd St. | Port Arthur | TX | 77642 | Jefferson | SERC | MISO | Midcontinent Independent Transmission System Operator, Inc.. | Natural Gas | Natural Gas Fired Combustion Turbine | 1 | GEN1 | 38.4 | 30.3 | 35.8 | NR | Industrial CHP | 230 | IND | [11 empty] | 1988
10586 | WECC | Cameron Ridge LLC | 2770 | Terra-Gen Operating Co-Wind | 35.075 | -118.3158 | 10315 Oak Creek Road | Mojave | CA | 93501 | Kern | WECC | CISO | California Independent System Operator | Wind | Onshore Wind Turbine | 1 | EXIS | 59.6 | 59.6 | 59.6 | NR | IPP Non-CHP | 66.6 | Q |  | 114 | Micon | 180 | [7 empty] | 1984
10593 | MISO | Agrilectric Power Partners Ltd | 135 | Agrilectric Power Partners Ltd | 30.2012 | -93.1269 | 3063 Hwy. 397 | Lake Charles | LA | 70615 | Calcasieu | SERC | MISO | Midcontinent Independent Transmission System Operator, Inc.. | Other | Other Waste Biomass | 1 | GEN1 | 12.1 | 11.1 | 11.1 | NR | IPP Non-CHP | 69 | Q | Rice1 | [10 empty] | 1984
10597 | WECC | Ridgetop Energy LLC | 2770 | Terra-Gen Operating Co-Wind | 35.0697 | -118.3167 | 10315 Oak Creek Road | Mojave | CA | 93501 | Kern | WECC | CISO | California Independent System Operator | Wind | Onshore Wind Turbine | 1 | WGN1 | 29 | 29 | 29 | NR | IPP Non-CHP | 66.6 | Q |  | 239 | Nordtank | 85 | [7 empty] | 1984
10603 | PJM | Ebensburg Power | 5670 | Ebensburg Power Co | 40.455 | -78.7472 | 2840 New Germany Road | Ebensburg | PA | 15931 | Cambria | RFC | PJM | PJM Interconnection, LLC | Coal | Conventional Steam Coal | 1 | GEN1 | 57.6 | 50 | 50 | NR | IPP Non-CHP | 115 | Q | CSLOPE | [10 empty] | 1990
10606 | MISO | Georgia-Pacific Crossett LLC | 4580 | Georgia-Pacific Crossett LLC | 33.1421 | -91.975 | 100 Suppply Rd | Crossett | AR | 71635 | Ashley | SERC | MISO | Midcontinent Independent Transmission System Operator, Inc.. | Natural Gas | Natural Gas Steam Turbine | 1 | GEN4 | 25 | 28 | 28 | NR | Industrial CHP | 13.8 | IND | EAI.EAILD | [10 empty] | 1962
10610 | MISO | Georgia-Pacific Monticello Paper | 7166 | Georgia-Pacific Monticello LLC | 31.6285 | -90.0809 | 604 N.A. Sandifer Road | Monticello | MS | 39654 | Lawrence | SERC | MISO | Midcontinent Independent Transmission System Operator, Inc.. | Other | Wood/Wood Waste Biomass | 2 | GEN1; GEN2 | 81.5 | 81.5 | 81.5 | NR | Industrial CHP | 13.8 | IND | SME.SME_LOAD | [10 empty] | 1968
10627 | MISO | Pine Bluff Mill | 55863 | Suzano Packaging LLC | 34.2212 | -91.9074 | 5201 Fair Field Road | Pine Bluff | AR | 71601 | Jefferson | SERC | MISO | Midcontinent Independent Transmission System Operator, Inc.. | Other | Wood/Wood Waste Biomass | 3 | 1TG1; 2TG1; 3TG1 | 85 | 60.9 | 62.4 | NR | Industrial CHP | 115 | IND | EAILD | [10 empty] | 1958
10629 | PJM | Wheelabrator Baltimore Refuse | 20541 | Wheelabrator Environmental Systems | 39.266 | -76.6297 | 1801 Annapolis Rd | Baltimore | MD | 21230 | Baltimore City | RFC | PJM | PJM Interconnection, LLC | Other | Municipal Solid Waste | 2 | GEN1; GEN2 | 64.5 | 61.3 | 61.3 | NR | IPP CHP | 34 | COM | WESTPORT 34 KV BRESCO | [10 empty] | 1984
10631 | WECC | CE Leathers | 49899 | CalEnergy Operating Corporation | 33.1779 | -115.565 | 342 W Sinclair Rd | Calipatria | CA | 92233 | Imperial | WECC | IID | Imperial Irrigation District | Other | Geothermal | 1 | GEN1 | 45.5 | 42 | 42 | NR | IPP Non-CHP | 92 | Q | [11 empty] | 1989
10632 | WECC | Del Ranch Company | 49899 | CalEnergy Operating Corporation | 33.1646 | -115.616 | 7029 Gentry Road | Calipatria | CA | 92233 | Imperial | WECC | IID | Imperial Irrigation District | Other | Geothermal | 1 | GEN1 | 45.5 | 42 | 42 | NR | IPP Non-CHP | 92 | Q | [11 empty] | 1988
10633 | PJM | Hopewell Cogeneration | 55983 | Luminant Generation Company LLC | 37.2917 | -77.2811 | 1114 Hercules Road | Hopewell | VA | 23860 | Prince George | SERC | PJM | PJM Interconnection, LLC | Natural Gas | Natural Gas Fired Combined Cycle | 4 | GT1; GT2; GT3; ST1 | 399 | 378.3 | 399 | NR | IPP CHP | 230 | Q | PJM | [10 empty] | 1990
10634 | WECC | Elmore Company | 49899 | CalEnergy Operating Corporation | 33.1777 | -115.6033 | 786 W Sinclair Rd. | Calipatria | CA | 92233 | Imperial | WECC | IID | Imperial Irrigation District | Other | Geothermal | 1 | GEN1 | 45.5 | 49 | 49 | NR | IPP Non-CHP | 92 | Q | [11 empty] | 1988
10643 | PJM | Covanta Essex Company | 542 | Covanta Essex Company | 40.7376 | -74.1255 | 183 Raymond Blvd | Newark | NJ | 7105 | Essex | RFC | PJM | PJM Interconnection, LLC | Other | Municipal Solid Waste | 2 | GEN1; GEN2 | 69.8 | 60 | 60 | NR | Commercial Non-CHP | 138 | Q | [11 empty] | 1990
10649 | WECC | Bear Mountain Limited | 60662 | WCAC Operating Company | 35.4192 | -118.9266 | 7001 Camino Grand Drive | Bakersfield | CA | 93306 | Kern | WECC | CISO | California Independent System Operator | Natural Gas | Natural Gas Fired Combustion Turbine | 1 | GEN1 | 46 | 46 | 48 | NR | IPP CHP | 115 | Q | [11 empty] | 1995
10650 | WECC | Badger Creek Limited | 60662 | WCAC Operating Company | 35.4837 | -119.0299 | 535 Fano | Bakersfield | CA | 93308 | Kern | WECC | CISO | California Independent System Operator | Natural Gas | Natural Gas Fired Combustion Turbine | 1 | GEN1 | 46 | 46 | 48 | NR | IPP CHP | 115 | Q | [11 empty] | 1991
10652 | WECC | Burney Forest Products | 62970 | Burney Forest Products, A Joint Venture | 40.8797 | -121.7203 | 35586-B Highway 299 East | Burney | CA | 96013 | Shasta | WECC | CISO | California Independent System Operator | Other | Wood/Wood Waste Biomass | 1 | GEN1 | 31 | 31 | 31 | NR | IPP CHP | 230 | Q | BioRAM | [10 empty] | 1989
10656 | PJM | French Paper Hydro | 6789 | French Paper Co | 41.8203 | -86.2592 | 100 French Street | Niles | MI | 49120 | Berrien | RFC | PJM | PJM Interconnection, LLC | Other | Conventional Hydroelectric | 4 | 1; 2; 3; 4 | 1.3 | 1.2 | 1.2 | NR | Industrial Non-CHP | 34.5 | IND | [11 empty] | 1921
10661 | WECC | Collins Pine Project | 3953 | Collins Pine Co | 40.3034 | -121.2444 | 500 Main Street | Chester | CA | 96020 | Plumas | WECC | CISO | California Independent System Operator | Other | Wood/Wood Waste Biomass | 1 | GEN5 | 5 | 5 | 5 | NR | Industrial CHP | 60 | Q | [11 empty] | 2021
10671 | SPP | River Valley | 14063 | Oklahoma Gas & Electric Co | 35.1931 | -94.6458 | PO Box 1740 | Panama | OK | 74951 | Le Flore | MRO | SWPP | Southwest Power Pool | Coal | Conventional Steam Coal | 2 | GEN1; GEN2 | 350 | 321 | 321 | RE | Electric Utility | 161 | I | [11 empty] | 1990
10677 | WECC | CES Placerita Power Plant | 178 | CES Placerita Inc | 34.3801 | -118.4999 | 20885 Placerita Canyon Road | Santa Clarita | CA | 91321 | Los Angeles | WECC | CISO | California Independent System Operator | Natural Gas | Natural Gas Fired Combined Cycle | 2 | UNT2; UNT3 | 90 | 69 | 75 | NR | IPP Non-CHP | 66 | Q | [11 empty] | 1988
10682 | WECC | Brush Generation Facility | 66084 | Brush Power LLC | 40.2415 | -103.631 | 1500 S Clayton | Brush | CO | 80723 | Morgan | WECC | PSCO | Public Service Company of Colorado | Natural Gas | Natural Gas Fired Combined Cycle | 7 | GT1; GT3; GT4; GT5; ST1; ST2; ST4 | 273.4 | 267 | 288 | NR | IPP Non-CHP | 115 | Q | [11 empty] | 1990
10684 | WECC | Argus Cogen Plant | 49968 | Searles Valley Minerals Operations Inc. | 35.765 | -117.3833 | 13200 Main Street | Trona | CA | 93562 | San Bernardino | WECC | CISO | California Independent System Operator | Coal | Conventional Steam Coal | 3 | TG5; TG8; TG9 | 62.5 | 57 | 57 | NR | Industrial CHP | 34 | IND | CAISO | [10 empty] | 1947
10685 | WECC | Westend Facility | 49968 | Searles Valley Minerals Operations Inc. | 35.7075 | -117.3956 | 82090 First Street | Trona | CA | 93562 | San Bernardino | WECC | CISO | California Independent System Operator | Natural Gas | Natural Gas Fired Combustion Turbine | 1 | PINA | 20 | 15 | 15 | NR | Industrial CHP | 34 | IND | [11 empty] | 1969
10686 | MISO | Rapids Energy Center | 12647 | ALLETE, Inc. | 47.2348 | -93.5372 | 502 Northwest Third Street | Grand Rapids | MN | 55744 | Itasca | MRO | MISO | Midcontinent Independent Transmission System Operator, Inc.. | Mixed | Natural Gas Steam Turbine; Conventional Hydroelectric | 3 | 6; 7; HYD | 28.4 | 23.4 | 23.4 | RE | Electric Utility | 115 | I | [11 empty] | 1943
10690 | MISO | ExxonMobil Baton Rouge Turbine Generator | 6088 | Exxon Mobil Corp | 30.4897 | -91.1872 | 4045 Scenic Highway | Baton Rouge | LA | 70805 | East Baton Rouge | SERC | MISO | Midcontinent Independent Transmission System Operator, Inc.. | Natural Gas | Natural Gas Fired Combustion Turbine | 1 | CTG1 | 85.3 | 66.3 | 81.4 | NR | Industrial CHP | 230 | IND | EES.ENCO | [10 empty] | 1990
10693 | PJM | Eastern Correctional Institute | 11704 | Maryland Environmental Service | 38.159 | -75.704 | 30420 Revells Neck Road | Westover | MD | 21890 | Somerset | RFC | PJM | PJM Interconnection, LLC | Mixed | Wood/Wood Waste Biomass; Natural Gas Steam Turbine; Petroleum Liquids | 4 | 1147; 1148; DG1; DG2 | 5.8 | 4.6 | 3.6 | NR | Commercial CHP | 25 | S | [11 empty] | 1987
10697 | MISO | St Francisville Mill | 59867 | Hood Container of Louisiana, LLC | 30.7108 | -91.3236 | 2105 HY 964 | St. Francisville | LA | 70775 | West Feliciana | SERC | MISO | Midcontinent Independent Transmission System Operator, Inc.. | Other | Wood/Wood Waste Biomass | 1 | GEN2 | 12.5 | 16 | 16.5 | NR | Industrial CHP | 138 | IND | [11 empty] | 1966
10706 | WECC | Burney Creek | 17725 | Snow Mountain Hydro LLC | 40.8579 | -121.7225 | Hwy 299 and Tamarack | Burney | CA | 96013 | Shasta | WECC | CISO | California Independent System Operator | Other | Conventional Hydroelectric | 1 | GEN1 | 3 | 3 | 3 | NR | IPP Non-CHP | 12.46 | Q | [11 empty] | 1990
10707 | WECC | Cove Hydroelectric | 17725 | Snow Mountain Hydro LLC | 40.8713 | -121.9487 | Hwy 299 and Cove Road | Burney | CA | 96001 | Shasta | WECC | CISO | California Independent System Operator | Other | Conventional Hydroelectric | 1 | GEN1 | 5 | 5 | 5 | NR | IPP Non-CHP | 13.7 | Q | [11 empty] | 1990
10708 | WECC | Lost Creek I | 17725 | Snow Mountain Hydro LLC | 40.7576 | -121.4145 | Hwy 89 and Wilcock Road | Burney | CA | 96016 | Shasta | WECC | CISO | California Independent System Operator | Other | Conventional Hydroelectric | 1 | GEN1 | 1.1 | 1.1 | 1.1 | NR | IPP Non-CHP | 12.46 | Q | [11 empty] | 1989
10709 | WECC | Ponderosa Bailey Creek | 17725 | Snow Mountain Hydro LLC | 40.4579 | -121.8427 | Ponderosa Way and Rock Creek R | Manton | CA | 96059 | Tehama | WECC | CISO | California Independent System Operator | Other | Conventional Hydroelectric | 1 | GEN1 | 1.1 | 1.1 | 1.1 | NR | IPP Non-CHP | 12.46 | Q | [11 empty] | 1990
10718 | WECC | Karen Avenue Wind Farm | 16630 | San Gorgonio Farms Inc | 33.9219 | -116.5622 | 17550 Karen Ave. | North Palm Springs | CA | 92258 | Riverside | WECC | CISO | California Independent System Operator | Wind | Onshore Wind Turbine | 1 | WND | 11.7 | 11.7 | 11.7 | NR | IPP Non-CHP | 34.5 | Q | GARNET_2_WIND2 | 12 | GE | 185 | [7 empty] | 1985
10720 | WECC | Kyocera International Inc.(San Diego) | 9948 | Kyocera International, Inc | 32.8197 | -117.1405 | 8611 Balboa Ave | San Diego | CA | 92123 | San Diego | WECC | CISO | California Independent System Operator | Natural Gas | Natural Gas Internal Combustion Engine | 2 | 0287; 0333 | 3.8 | 3.8 | 3.8 | NR | Industrial CHP | 12 | IND | [11 empty] | 2012
10735 | WECC | Barber Dam | 66981 | Barber Pool Hydro LLC | 43.561 | -116.1213 | 5455 Warm Springs Ave | Boise | ID | 83712 | Ada | WECC | IPCO | Idaho Power Company | Other | Conventional Hydroelectric | 1 | GEN1 | 4.1 | 4 | 4 | NR | IPP Non-CHP | 34.5 | Q | [11 empty] | 1990
10737 | WECC | Sprague Hydro | 8353 | Sprague Hydro LLC | 42.5014 | -120.9894 | Outside of Bly, Oregon | Bly | OR | 97622 | Klamath | WECC | PACW | PacifiCorp - West | Other | Conventional Hydroelectric | 1 | GEN1 | 1.2 | 1 | 1 | NR | IPP Non-CHP | 12 | Q | [11 empty] | 1989
10740 | WECC | Magic Dam Hydroelectric Project | 62045 | Wood Hydro, LLC | 43.2547 | -114.3569 | 100 Magic Dam Road | Shoshone | ID | 83352 | Blaine | WECC | IPCO | Idaho Power Company | Other | Conventional Hydroelectric | 3 | GEN1; GEN2; GEN3 | 9 | 8.7 | 8.4 | NR | IPP Non-CHP | 138 | Q | Mid C | [10 empty] | 1989
10743 | PJM | Morgantown Energy Facility | 12949 | Morgantown Energy Associates | 39.6397 | -79.9606 | 555 Beechurst Avenue | Morgantown | WV | 26505 | Monongalia | RFC | PJM | PJM Interconnection, LLC | Coal | Conventional Steam Coal | 1 | GEN1 | 68.9 | 50 | 50 | NR | IPP CHP | 138 | Q | [11 empty] | 1991
10745 | MISO | Midland Cogeneration Venture | 12492 | Midland Cogeneration Venture | 43.5861 | -84.2242 | 100 Progress Place | Midland | MI | 48640 | Midland | RFC | MISO | Midcontinent Independent Transmission System Operator, Inc.. | Mixed | Petroleum Liquids; Natural Gas Fired Combined Cycle | 16 | 1G12; BP15; GT10; GT11; GT12; GT13; GT14; GT3; GT4; GT5; GT6; GT7; GT8; GT9; ST1; ST2 | 1853.8 | 1864.6 | 2044.6 | NR | IPP CHP | 345 | Q | [11 empty] | 1989
10746 | PJM | Covanta Delaware Valley | 570 | Covanta Delaware Valley LP | 39.8265 | -75.3882 | 10 Highland Avenue | Chester | PA | 19013 | Delaware | RFC | PJM | PJM Interconnection, LLC | Other | Municipal Solid Waste | 1 | GEN1 | 90 | 80 | 80 | NR | IPP Non-CHP | 230 | I | [11 empty] | 1991
10748 | WECC | Marina Landfill Gas | 12869 | Monterey Regional Waste Mgmt | 36.7131 | -121.7686 | 14201 Del Monte Blvd | Marina | CA | 93933 | Monterey | WECC | CISO | California Independent System Operator | Other | Landfill Gas | 4 | U1C06; U2J18; U3J17; U4J16 | 5.1 | 4.9 | 4.9 | NR | Commercial Non-CHP | 21 | M | CSTRVLLE_1_N; CSTRVLLE_N003 | [10 empty] | 2006
10751 | PJM | Camden Plant Holding LLC | 63360 | Camden Plant Holdings LLC | 39.9175 | -75.1192 | 570 Chelton Ave | Camden | NJ | 8104 | Camden | RFC | PJM | PJM Interconnection, LLC | Natural Gas | Natural Gas Fired Combined Cycle | 2 | GEN1; GEN2 | 172.9 | 145 | 144.7 | NR | IPP Non-CHP | 230 | Q | 50476 | [10 empty] | 1993
10759 | WECC | Salton Sea Power Gen Co - Unit 3 | 49899 | CalEnergy Operating Corporation | 33.1582 | -115.6387 | 6922 Crummer Rd. | Calipatria | CA | 92233 | Imperial | WECC | IID | Imperial Irrigation District | Other | Geothermal | 1 | GEN1 | 53.9 | 50 | 50 | NR | IPP Non-CHP | 92 | Q | [11 empty] | 1989
10761 | WECC | Las Vegas Generating Station | 13407 | Nevada Power Co | 36.2319 | -115.1222 | 1701 E Alexander RD | North Las Vegas | NV | 89030 | Clark | WECC | NEVP | Nevada Power Company | Natural Gas | Natural Gas Fired Combined Cycle | 8 | GEN1; GEN2; GEN3; GEN4; GEN5; GEN6; GEN7; GEN8 | 358.9 | 282 | 293 | RE | Electric Utility | 138 | I | [11 empty] | 1994
10763 | WECC | Ormesa III | 34691 | Ormat Nevada Inc | 32.7757 | -115.2637 | 3300 East Evan Hewes Highway | Holtville | CA | 92250 | Imperial | WECC | IID | Imperial Irrigation District | Other | Geothermal | 3 | GBU; GEN1; OE301 | 45.6 | 30.4 | 45.6 | NR | IPP Non-CHP | 92 | Q | [11 empty] | 1989
10764 | WECC | Blue Lake Power LLC | 56120 | Blue Lake Power LLC | 40.8786 | -123.9942 | 200 Taylor Way, P.O. Box 1158 | Blue Lake | CA | 95525 | Humboldt | WECC | CISO | California Independent System Operator | Other | Wood/Wood Waste Biomass | 1 | GEN1 | 13.8 | 11.5 | 10 | NR | IPP Non-CHP | 60 | Q | [11 empty] | 1985
10767 | WECC | Rio Bravo Fresno | 15986 | Rio Bravo Fresno | 36.6889 | -119.7232 | 3350 So. Willow | Fresno | CA | 93725 | Fresno | WECC | CISO | California Independent System Operator | Other | Wood/Wood Waste Biomass | 1 | GEN1 | 28 | 24.3 | 24.3 | NR | IPP Non-CHP | 115 | Q | POD_ULTPFR_1_UNIT 1 APND | [10 empty] | 1988
10771 | PJM | Hopewell Power Station | 19876 | Virginia Electric & Power Co | 37.2978 | -77.283 | 107 Terminal Street | Hopewell | VA | 23860 | Hopewell City | SERC | PJM | PJM Interconnection, LLC | Other | Wood/Wood Waste Biomass | 1 | 1 | 71.1 | 51 | 53.7 | RE | Electric Utility | 230 | I | [11 empty] | 1992
10772 | WECC | Rio Bravo Rocklin | 16077 | Rio Bravo Rocklin | 38.8319 | -121.3137 | 3100 Thunder Valley Court | Lincoln | CA | 95648 | Placer | WECC | CISO | California Independent System Operator | Other | Wood/Wood Waste Biomass | 1 | GEN1 | 27.9 | 24.4 | 24.4 | NR | IPP Non-CHP | 115 | Q | [11 empty] | 1989
10773 | PJM | Altavista Power Station | 19876 | Virginia Electric & Power Co | 37.1187 | -79.2736 | 104 Wood Lane | Altavista | VA | 24517 | Campbell | SERC | PJM | PJM Interconnection, LLC | Other | Wood/Wood Waste Biomass | 1 | 1 | 71.1 | 51 | 53.7 | RE | Electric Utility | 115 | I | [11 empty] | 1992
10774 | PJM | Southampton Power Station | 19876 | Virginia Electric & Power Co | 36.6525 | -76.9953 | 30134 General Thomas Highway | Franklin | VA | 23851 | Southampton | SERC | PJM | PJM Interconnection, LLC | Other | Wood/Wood Waste Biomass | 1 | 1 | 71.1 | 51 | 53.7 | RE | Electric Utility | 115 | I | [11 empty] | 1992
10776 | WECC | E F Oxnard Energy Facility | 5533 | EF Oxnard, LLC | 34.1958 | -119.1664 | 550 Diaz Ave | Oxnard | CA | 93030 | Ventura | WECC | CISO | California Independent System Operator | Natural Gas | Natural Gas Fired Combustion Turbine | 1 | GTG | 48.5 | 48.5 | 48.5 | NR | IPP Non-CHP | 66 | Q | SNCLRA_6_OXGEN | [10 empty] | 1990
10777 | WECC | HL Power | 56866 | HL Power Company | 40.3683 | -120.2648 | 735-025 Wendel Road | Wendel | CA | 96136 | Lassen | WECC | CISO | California Independent System Operator | Other | Wood/Wood Waste Biomass | 1 | GEN1 | 36.2 | 30 | 30 | NR | IPP Non-CHP | 60 | Q | [11 empty] | 1989
10781 | WECC | Koyle Ranch Hydroelectric Project | 10363 | Koyle Hydro Inc | 42.9457 | -114.7957 | 1745 So. 1500 E. | Gooding | ID | 83330 | Gooding | WECC | IPCO | Idaho Power Company | Other | Conventional Hydroelectric | 3 | GEN1; GEN2; GEN3 | 1.3 | 1.3 | 1.2 | NR | IPP Non-CHP | 2.3 | Q | [11 empty] | 1983
10784 | WECC | Colstrip Energy LP | 4217 | Colstrip Energy LP | 45.9752 | -106.6547 | 18 Snider Subdivision Road | Colstrip | MT | 59323 | Rosebud | WECC | NWMT | NorthWestern Energy (NWMT) | Coal | Conventional Steam Coal | 1 | GEN1 | 46.1 | 38 | 40.5 | NR | IPP Non-CHP | 115 | Q | [11 empty] | 1990
10789 | MISO | Sabine River Operations | 57160 | The Dow Chemical Company | 30.0552 | -93.7579 | 2735 FM 1006 | Orange | TX | 77631 | Orange | SERC | MISO | Midcontinent Independent Transmission System Operator, Inc.. | Natural Gas | Natural Gas Fired Combined Cycle | 4 | GEN1; GT1A; GT1B; ST1A | 594.9 | 502 | 548 | NR | Industrial CHP | 138 | IND | EES.CONC | [10 empty] | 1987
10798 | PJM | Fries Hydroelectric Project | 64078 | Central Rivers Power US, LLC | 36.7151 | -80.9856 | Highway 94 | Fries | VA | 24330 | Grayson | RFC | PJM | PJM Interconnection, LLC | Other | Conventional Hydroelectric | 4 | GEN1; GEN2; GEN3; GEN4 | 5.4 | 5 | 4.9 | NR | IPP Non-CHP | 13 | Q | [11 empty] | 1933
10805 | PJM | Kenilworth Energy Facility | 5530 | E F Kenilworth LLC | 40.6781 | -74.2744 | 2000 Galloping Hill Rd Bld K14 | Kenilworth | NJ | 7033 | Union | RFC | PJM | PJM Interconnection, LLC | Natural Gas | Natural Gas Fired Combined Cycle | 2 | GEN1; GEN2 | 28.8 | 24.5 | 27.5 | NR | IPP CHP | 26.4 | Q | 50389 Aldene | [10 empty] | 1989
10806 | WECC | Crystal Springs | 3490 | Crystal Springs Hydro Elec LP | 42.6225 | -114.5009 | 1985 east river road | Filer | ID | 83328 | Twin Falls | WECC | IPCO | Idaho Power Company | Other | Conventional Hydroelectric | 1 | GEN1 | 2.3 | 2 | 2 | NR | IPP Non-CHP | 45 | Q | [11 empty] | 1988
10807 | WECC | Dietrich Drop | 62045 | Wood Hydro, LLC | 42.836 | -114.268 | 8 Mi E. 5 Mi S. of Shoshone | Shoshone | ID | 83324 | Lincoln | WECC | IPCO | Idaho Power Company | Other | Conventional Hydroelectric | 1 | GEN1 | 4.8 | 4.8 | 4.8 | NR | IPP Non-CHP | 46 | Q | [11 empty] | 1990
10808 | WECC | Low Line Rapids | 66275 | Lower Lowline LLC | 42.4771 | -114.3801 | 3 Mi S 1 Mi W. of Kimberly | Kimberly | ID | 83341 | Twin Falls | WECC | IPCO | Idaho Power Company | Other | Conventional Hydroelectric | 1 | GEN1 | 2.8 | 2.7 | 2.6 | NR | IPP Non-CHP | 12 | Q | [11 empty] | 1990
10809 | WECC | Rock Creek II | 63985 | Hydroland Omega LLC | 42.6207 | -114.5315 | 3 Mi W 2 Mi N of Twin Falls | Twin Falls | ID | 83301 | Twin Falls | WECC | IPCO | Idaho Power Company | Other | Conventional Hydroelectric | 1 | GEN1 | 1.9 | 1.8 | 1.8 | NR | IPP Non-CHP | 12 | Q | [11 empty] | 1990
10819 | MISO | Ada Cogeneration LP | 64125 | Ada Cogeneration LLC | 42.9627 | -85.4941 | 7575 Fulton Street East | Ada | MI | 49355 | Kent | RFC | MISO | Midcontinent Independent Transmission System Operator, Inc.. | Natural Gas | Natural Gas Fired Combined Cycle | 2 | GEN1; GEN2 | 33.1 | 30 | 32 | NR | IPP CHP | 47.6 | Q | [11 empty] | 1990
10822 | MISO | Grayling Generating Station | 3836 | NorthStar Clean Energy | 44.6049 | -84.6906 | 4400 W 4 Mile Rd | Grayling | MI | 49738 | Crawford | RFC | MISO | Midcontinent Independent Transmission System Operator, Inc.. | Other | Wood/Wood Waste Biomass | 1 | GEN1 | 38.6 | 38.6 | 38.6 | NR | IPP Non-CHP | 46 | Q | cons.grayling & cons.graylgy2 | [10 empty] | 1992
10836 | WECC | Woodland Biomass Power Ltd | 54806 | DTE Energy Services-Woodland | 38.6905 | -121.7371 | 1786 East Kentucky Ave | Woodland | CA | 95776 | Yolo | WECC | CISO | California Independent System Operator | Other | Wood/Wood Waste Biomass | 1 | GEN1 | 28 | 25 | 25 | NR | IPP Non-CHP | 115 | Q | [11 empty] | 1989
10837 | WECC | Covanta Mendota | 64893 | Clean Energy Systems Mendota | 36.7559 | -120.3654 | 400 Guillen Parkway | Mendota | CA | 93640 | Fresno | WECC | CISO | California Independent System Operator | Other | Wood/Wood Waste Biomass | 1 | GEN1 | 28 | 25 | 25 | NR | Commercial Non-CHP | 69 | IND | [11 empty] | 1989
10840 | WECC | Covanta Delano Energy | 64894 | Clean Energy Systems Delano | 35.7144 | -119.2337 | 31500 Pond Road | Delano | CA | 93215 | Kern | WECC | CISO | California Independent System Operator | Other | Wood/Wood Waste Biomass | 2 | GEN1; GEN2 | 57 | 49 | 49 | NR | Commercial Non-CHP | 66 | IND | [11 empty] | 1990
10849 | MISO | Silver Bay Power | 3807 | Cleveland Cliffs Inc | 47.2866 | -91.2605 | 10 Outer Drive | Silver Bay | MN | 55614 | Lake | MRO | MISO | Midcontinent Independent Transmission System Operator, Inc.. | Coal | Conventional Steam Coal | 2 | GEN1; GEN2 | 131.6 | 105 | 105 | NR | Industrial CHP | 115 | IND | [11 empty] | 1955
10855 | MISO | Cargill Corn Milling Division | 3106 | Cargill Inc North America Sweetners | 41.1386 | -92.6467 | 1 Cargill Drive | Eddyville | IA | 52553 | Monroe | MRO | MISO | Midcontinent Independent Transmission System Operator, Inc.. | Natural Gas | Natural Gas Steam Turbine | 2 | GEN1; GEN2 | 40 | 36.7 | 36.8 | NR | Industrial CHP | 13.2 | IND | Miso | [10 empty] | 1952
10860 | MISO | Archer Daniels Midland Clinton | 772 | Archer Daniels Midland Co | 41.8206 | -90.2097 | 1251 Beaver Channel Parkway | Clinton | IA | 52732 | Clinton | MRO | MISO | Midcontinent Independent Transmission System Operator, Inc.. | Coal | Conventional Steam Coal | 2 | 1A; 2A | 180 | 180 | 180 | NR | Industrial CHP | 69 | IND | Sales to Utility only | [10 empty] | 2009
10861 | MISO | Archer Daniels Midland Des Moines | 772 | Archer Daniels Midland Co | 41.6244 | -93.5845 | 1935 East Euclid | Des Moines | IA | 50316 | Polk | MRO | MISO | Midcontinent Independent Transmission System Operator, Inc.. | Natural Gas | Natural Gas Steam Turbine | 1 | GEN1 | 7.9 | 7.9 | 7.9 | NR | Industrial CHP | 34 | IND | No sales | [10 empty] | 1988
10862 | SPP | Archer Daniels Midland Lincoln | 772 | Archer Daniels Midland Co | 40.8665 | -96.6145 | 7800 Thayer | Lincoln | NE | 68507 | Lancaster | MRO | SWPP | Southwest Power Pool | Natural Gas | Natural Gas Steam Turbine | 1 | GEN1 | 7.9 | 7.9 | 7.9 | NR | Industrial CHP | 35 | IND | No sales | [10 empty] | 1988
10863 | MISO | Archer Daniels Midland Mankato | 772 | Archer Daniels Midland Co | 44.1871 | -93.9924 | 2019 Third Ave | Mankato | MN | 56001 | Blue Earth | MRO | MISO | Midcontinent Independent Transmission System Operator, Inc.. | Natural Gas | Natural Gas Steam Turbine | 1 | GEN1 | 6.1 | 6.2 | 6.2 | NR | Industrial CHP | 14 | IND | No sales | [10 empty] | 1987
10864 | MISO | Archer Daniels Midland Cedar Rapids | 772 | Archer Daniels Midland Co | 41.9221 | -91.6875 | 1350 Waconia Ave SE | Cedar Rapids | IA | 52406 | Linn | MRO | MISO | Midcontinent Independent Transmission System Operator, Inc.. | Mixed | Conventional Steam Coal; Natural Gas Fired Combustion Turbine | 7 | GEN1; GEN2; GEN3; GEN4; GEN5; GEN6; GEN7 | 294.6 | 295 | 301 | NR | Industrial CHP | 69 | IND | Sales to Utility only | [10 empty] | 1988
10865 | MISO | Archer Daniels Midland Decatur | 772 | Archer Daniels Midland Co | 39.8701 | -88.8908 | 4666 Faries Parkway | Decatur | IL | 62526 | Macon | SERC | MISO | Midcontinent Independent Transmission System Operator, Inc.. | Coal | Conventional Steam Coal | 7 | GEN2; GEN3; GEN4; GEN5; GEN6; GEN7; GEN8 | 335 | 335 | 335 | NR | Industrial CHP | 138 | IND | Sales to Utility only | [10 empty] | 1987
10866 | MISO | Archer Daniels Midland Peoria | 64580 | BioUrja Renewables LLC | 40.6772 | -89.6049 | 1 Edmund Street | Peoria | IL | 61602 | Peoria | SERC | MISO | Midcontinent Independent Transmission System Operator, Inc.. | Natural Gas | Natural Gas Fired Combustion Turbine | 1 | GEN7 | 18 | 15 | 18 | NR | Industrial CHP | 13 | IND | [11 empty] | 1988
10867 | MISO | Primient Decatur Plant Cogen | 7 | Primary Products Ingredients Americas, LLC | 39.8492 | -88.9319 | 2200 East Eldorado St | Decatur | IL | 62525 | Macon | SERC | MISO | Midcontinent Independent Transmission System Operator, Inc.. | Natural Gas | Natural Gas Steam Turbine | 1 | GEN1 | 64.8 | 62 | 62 | NR | Industrial CHP | 34.5 | IND | AMIL WPSE | [10 empty] | 1989
10869 | WECC | Biomass One LP | 1745 | Biomass One LP | 42.4361 | -122.85 | 2350 Avenue G | White City | OR | 97503 | Jackson | WECC | PACW | PacifiCorp - West | Other | Wood/Wood Waste Biomass | 3 | BBC; GE; GE-2 | 40 | 36.5 | 36.5 | NR | IPP Non-CHP | 115 | Q | [11 empty] | 1985
10870 | PJM | Hazelton | 56214 | Hazleton Generation LLC | 40.9282 | -76.0409 | 120 Maplewood Drive | Hazelton | PA | 18202 | Luzerne | RFC | PJM | PJM Interconnection, LLC | Natural Gas | Natural Gas Fired Combustion Turbine | 4 | GEN1; GEN2; GEN3; GEN4 | 171.5 | 145.6 | 150.9 | NR | IPP Non-CHP | 69 | Q | PL | [10 empty] | 1989
10873 | WECC | Coso Finance Partners | 4397 | Coso Operating Co LLC | 36.0372 | -117.7981 | PO Box 1690 | Inyokern | CA | 93527 | Inyo | WECC | CISO | California Independent System Operator | Other | Geothermal | 3 | GEN1; GEN2; GEN3 | 92.2 | 81.2 | 81.7 | NR | IPP Non-CHP | 115 | Q | [11 empty] | 1987
10874 | WECC | Coso Power Developers | 4397 | Coso Operating Co LLC | 36.0192 | -117.7917 | PO Box 1690 | Inyokern | CA | 93527 | Inyo | WECC | CISO | California Independent System Operator | Other | Geothermal | 3 | GEN4; GEN5; GEN6 | 90 | 80.3 | 86 | NR | IPP Non-CHP | 230 | Q | [11 empty] | 1989
10875 | WECC | Coso Energy Developers | 4397 | Coso Operating Co LLC | 36.0019 | -117.7886 | PO Box 1690 | Inyokern | CA | 93527 | Inyo | WECC | CISO | California Independent System Operator | Other | Geothermal | 3 | GEN7; GEN8; GEN9 | 90 | 67.8 | 83.3 | NR | IPP Non-CHP | 230 | Q | [11 empty] | 1988
10878 | WECC | Salton Sea Power Gen Co - Unit 1 | 49899 | CalEnergy Operating Corporation | 33.158 | -115.6475 | 6920 Lack Rd. | Calipatria | CA | 92233 | Imperial | WECC | IID | Imperial Irrigation District | Other | Geothermal | 1 | EE11 | 10 | 10 | 10 | NR | IPP Non-CHP | 33 | Q | [11 empty] | 1982
10879 | WECC | Salton Sea Power Gen Co - Unit 2 | 49899 | CalEnergy Operating Corporation | 33.1589 | -115.6455 | 6920 Lack Rd. | Calipatria | CA | 92233 | Imperial | WECC | IID | Imperial Irrigation District | Other | Geothermal | 3 | GEN1; GEN2; GEN3 | 20 | 23.1 | 23.1 | NR | IPP Non-CHP | 92 | Q | [11 empty] | 1990
10880 | WECC | Bidwell Ditch Project | 12239 | Mega Renewables | 40.8014 | -121.4481 | Hwy 89 | Hat Creek | CA | 96040 | Shasta | WECC | CISO | California Independent System Operator | Other | Conventional Hydroelectric | 1 | GEN1 | 1.8 | 1.8 | 1.8 | NR | IPP Non-CHP | 60 | Q | [11 empty] | 1987
10881 | WECC | Roaring Creek Water Power | 16997 | Shasta Hydroelectric Inc | 40.8821 | -121.9484 | Cove Rd Near Montgomery Creek | Montgomery Creek | CA | 96065 | Shasta | WECC | CISO | California Independent System Operator | Other | Conventional Hydroelectric | 1 | GEN1 | 2 | 2 | 2 | NR | IPP Non-CHP | 230 | Q | [11 empty] | 1986
10882 | WECC | Hatchet Creek Project | 12239 | Mega Renewables | 40.8741 | -121.9204 | Cove Road | Montgomery Creek | CA | 96065 | Shasta | WECC | CISO | California Independent System Operator | Other | Conventional Hydroelectric | 1 | GEN1 | 6.8 | 6.8 | 6.8 | NR | IPP Non-CHP | 230 | Q | [11 empty] | 1986
10884 | WECC | Olive View Medical Center | 66470 | Los Angeles County DHS | 34.3262 | -118.4448 | 14445 Olive View Drive | Sylmar | CA | 91342 | Los Angeles | WECC | LDWP | Los Angeles Department of Water and Power | Natural Gas | Natural Gas Fired Combustion Turbine | 2 | CTC1; CTC2 | 5.6 | 5.4 | 5.4 | NR | Commercial CHP | 4.16 | M | [11 empty] | 1987
10903 | PJM | Lockport Powerhouse | 3473 | Metro Wtr Recl Dist Grtr Chi | 41.5697 | -88.0789 | 2400 S. Powerhouse Road | Lockport | IL | 60441 | Will | RFC | PJM | PJM Interconnection, LLC | Other | Conventional Hydroelectric | 2 | 1GEN; 2GEN | 16 | 12 | 12 | NR | IPP Non-CHP | 6.5 | M | [11 empty] | 1999
50003 | WECC | Chalk Cliff Limited | 60662 | WCAC Operating Company | 35.0968 | -119.4299 | 29041 Highway 33 | Bakersfield | CA | 93308 | Kern | WECC | CISO | California Independent System Operator | Natural Gas | Natural Gas Fired Combustion Turbine | 1 | GEN1 | 46 | 46 | 48 | NR | IPP CHP | 115 | Q | [11 empty] | 1990
50010 | PJM | Glen Ferris Hydro | 55698 | Hawks Nest Hydro LLC | 38.1483 | -81.2147 | Route 60 East Gauley Bridge | Gauley Bridge | WV | 25085 | Fayette | RFC | PJM | PJM Interconnection, LLC | Other | Conventional Hydroelectric | 8 | GEN1; GEN2; GEN3; GEN4; GEN5; GEN6; GEN7; GEN8 | 6.2 | 6.2 | 6.2 | NR | Industrial Non-CHP | 138 | Q | [11 empty] | 1912
50011 | PJM | Hawks Nest Hydro | 55698 | Hawks Nest Hydro LLC | 38.1478 | -81.1753 | 11966 Midland Trail | Gauley Bridge | WV | 25085 | Fayette | RFC | PJM | PJM Interconnection, LLC | Other | Conventional Hydroelectric | 4 | GEN1; GEN2; GEN3; GEN4 | 102 | 96.8 | 94 | NR | Industrial Non-CHP | 138 | Q | [11 empty] | 1936
50028 | MISO | Plant 31 Paper Mill | 16064 | Graphic Packaging International | 32.4868 | -92.1496 | 1000 Jonesboro Road | West Monroe | LA | 71291 | Ouachita | SERC | MISO | Midcontinent Independent Transmission System Operator, Inc.. | Mixed | Wood/Wood Waste Biomass; Natural Gas Fired Combustion Turbine | 3 | GEN5; GEN6; GEN7 | 84.2 | 77 | 84 | NR | Industrial CHP | 138 | COM | [11 empty] | 1964
50036 | PJM | New Martinsville Hannibal Hydro | 4434 | New Martinsville Hannibal Hydro | 39.6672 | -80.8642 | 1 Howard T. Jeffers Drive | New Martinsville | WV | 26155 | Wetzel | RFC | PJM | PJM Interconnection, LLC | Other | Conventional Hydroelectric | 2 | UNT1; UNT2 | 37.4 | 19 | 19 | NR | IPP Non-CHP | 138 | Q | [11 empty] | 1988
50037 | WECC | Rio Bravo Hydro Project | 30347 | Olcese Water District | 35.43 | -118.8222 | Hwy 178 | Bakersfield | CA | 93302 | Kern | WECC | CISO | California Independent System Operator | Other | Conventional Hydroelectric | 2 | UNT1; UNT2 | 14 | 13.4 | 12.8 | NR | IPP Non-CHP | 69 | M | [11 empty] | 1989
50049 | WECC | Humboldt Sawmill Company | 60153 | Mendocino Forest Products | 40.4728 | -124.1014 | 125 Main | Scotia | CA | 95565 | Humboldt | WECC | CISO | California Independent System Operator | Other | Wood/Wood Waste Biomass | 3 | GEN1; GEN2; GEN3 | 32.5 | 33.5 | 33.5 | NR | Industrial CHP | 60 | COM | [11 empty] | 1938
50060 | PJM | Brown Station Road Plant I | 15380 | Prince George's County | 38.8249 | -76.7731 | 13400 Dille Drive | Upper Marlboro | MD | 20774 | Prince Georges | RFC | PJM | PJM Interconnection, LLC | Other | Landfill Gas | 3 | 3972; 9314; 9340 | 2.7 | 2.4 | 2.4 | NR | Commercial Non-CHP | 13.2 | M | RITCHIE 69 KV PG COGEN | [10 empty] | 1987
50061 | WECC | San Diego State University | 16625 | San Diego State University | 32.7782 | -117.0701 | 5500 Campanile Drive | San Diego | CA | 92182 | San Diego | WECC | CISO | California Independent System Operator | Mixed | Natural Gas Fired Combined Cycle; Solar Photovoltaic | 7 | GEN2; GEN3; GEN4; GEN5; GEN6; GEN7; GEN8 | 15.1 | 11.9 | 11.5 | NR | Commercial CHP | 12 | S |  |  |  |  | 0.9 | [6 empty] | 2002
50064 | WECC | University of California Santa Cruz | 22142 | University of California Santa Cruz | 36.9997 | -122.0622 | Heat Plant, UCSC | Santa Cruz | CA | 95064 | Santa Cruz | WECC | CISO | California Independent System Operator | Mixed | Natural Gas Fired Combustion Turbine; Solar Photovoltaic; Batteries | 4 | 003; 004; 18027; 246 | 7.4 | 7.4 | 7.3 | NR | Commercial CHP | 21 | S |  |  |  |  | 2.5 | N |  | 1 | 1 | 1 | LIB | 2013
50066 | WECC | Calistoga Power Plant | 7160 | Geysers Power Co LLC | 38.7879 | -122.7434 | 10350 Socrates Mine Road | Middletown | CA | 95461 | Lake | WECC | CISO | California Independent System Operator | Other | Geothermal | 2 | UNT1; UNT2 | 176.4 | 100 | 110 | NR | IPP Non-CHP | 230 | Q | [11 empty] | 1984
50067 | SPP | Borger Plant | 17145 | Sid Richardson Carbon Ltd | 35.6647 | -101.4354 | 9455 FM 1559 | Borger | TX | 79007 | Hutchinson | MRO | SWPP | Southwest Power Pool | Other | Other Gases | 1 | GEN1 | 30 | 20 | 20 | NR | Industrial CHP | 69 | IND | [11 empty] | 1985
50076 | WECC | Santa Felicia Dam | 19532 | United Water Conservation District | 34.4617 | -118.7511 | 3838 Piru Canyon Road | Piru | CA | 93040 | Ventura | WECC | CISO | California Independent System Operator | Other | Conventional Hydroelectric | 2 | UNT1; UNT2 | 1.3 | 1.3 | 1.2 | NR | IPP Non-CHP | 16 | P | GEN | [10 empty] | 1987
50088 | MISO | University of Northern Iowa | 21223 | University of Northern Iowa | 42.5136 | -92.4591 | 30th and Nebraska Streets | Cedar Falls | IA | 50614 | Black Hawk | MRO | MISO | Midcontinent Independent Transmission System Operator, Inc.. | Natural Gas | Natural Gas Steam Turbine | 1 | GEN1 | 7.5 | 7.5 | 7.5 | NR | Commercial CHP | 69 | S | MEC.CFU | [10 empty] | 1982
50089 | WECC | Univ of San Francisco Cogen | 24010 | University of San Francisco | 37.7766 | -122.4519 | 2130 Fulton St. | San Francisco | CA | 94117 | San Francisco | WECC | CISO | California Independent System Operator | Natural Gas | Natural Gas Internal Combustion Engine | 1 | S-17 | 1.5 | 1.4 | 1.4 | NR | Commercial CHP | 12 | COM | [11 empty] | 1987
50091 | WECC | Sheep Creek Hydro | 16990 | Sheep Creek Hydro Inc | 48.9477 | -117.7954 | 4522 Mitchell Road | Northport | WA | 99157 | Stevens | WECC | AVA | Avista Corporation | Other | Conventional Hydroelectric | 2 | TB1; TB2 | 1.6 | 1.6 | 1 | NR | IPP Non-CHP | 14.2 | Q | [11 empty] | 1986
50094 | PJM | Vicinity Energy Trenton, L.P. | 19148 | Vicinity Energy Trenton, L.P. | 40.2167 | -74.7667 | 320 S. Warren St. | Trenton | NJ | 8608 | Mercer | RFC | PJM | PJM Interconnection, LLC | Natural Gas | Natural Gas Internal Combustion Engine | 1 | 7214 | 6 | 2 | 5 | NR | Commercial CHP | 27 | Q | [11 empty] | 1983
50099 | WECC | Tamarack Energy | 18461 | Tamarack Energy | 44.9549 | -116.3871 | 3555 Hwy. 95 South | New Meadows | ID | 83654 | Adams | WECC | IPCO | Idaho Power Company | Other | Wood/Wood Waste Biomass | 1 | GEN1 | 6.2 | 5.8 | 6.2 | NR | IPP CHP | 69 | Q | [11 empty] | 1983
50101 | MISO | WestRock (TX) | 12307 | WestRock (TX) | 30.3419 | -94.0656 | 1913 FM 105 | Evadale | TX | 77615 | Jasper | TRE | MISO | Midcontinent Independent Transmission System Operator, Inc.. | Other | Wood/Wood Waste Biomass | 3 | GEN1; GEN2; GEN3 | 57.7 | 59.5 | 60.5 | NR | Industrial CHP | 138 | IND | [11 empty] | 1954
50110 | WECC | Sierra Pacific Burney Facility | 17164 | Sierra Pacific Industries | 40.8767 | -121.7016 | 36336 Highway 299 East | Burney | CA | 96013 | Shasta | WECC | CISO | California Independent System Operator | Other | Wood/Wood Waste Biomass | 1 | GEN1 | 20 | 18.9 | 17.9 | NR | Industrial CHP | 230 | COM | SPI-BURN_7_N003 | [10 empty] | 1986
50112 | WECC | Sierra Pacific Quincy Facility | 17164 | Sierra Pacific Industries | 39.9412 | -120.9092 | 1538 Lee Road | Quincy | CA | 95971 | Plumas | WECC | CISO | California Independent System Operator | Other | Wood/Wood Waste Biomass | 1 | GEN3 | 35.2 | 24 | 24 | NR | Industrial Non-CHP | 13.6 | COM | SPI-QUCY_7_N002 | [10 empty] | 2018
50115 | WECC | US Borax | 22669 | U S Borax Inc | 35.0329 | -117.701 | 14486 Borax Road | Boron | CA | 93516 | Kern | WECC | CISO | California Independent System Operator | Natural Gas | Natural Gas Fired Combustion Turbine | 1 | GEN1 | 48.2 | 39 | 42 | NR | Industrial CHP | 115 | Q | [11 empty] | 1984
50119 | WECC | Phillips 66 Rodeo Refinery | 4208 | Phillips 66 Company | 38.0417 | -122.2583 | 1380 San Pablo Ave | Rodeo | CA | 94572 | Contra Costa | WECC | CISO | California Independent System Operator | Other | Other Gases | 3 | GENA; GENB; GENC | 54.9 | 45.6 | 49.5 | NR | Industrial CHP | 115 | IND | [11 empty] | 1987
50128 | WECC | Clear Lake Hydro Project | 22079 | Yolo County Flood Control WCD | 38.9236 | -122.5667 | 18222 Dam Road | Clearlake | CA | 95422 | Lake | WECC | CISO | California Independent System Operator | Other | Conventional Hydroelectric | 1 | 3381 | 2.5 | 2.4 | 2.3 | NR | IPP Non-CHP | 115 | P | [11 empty] | 1985
50129 | WECC | Indian Valley Dam Hydro Project | 22079 | Yolo County Flood Control WCD | 39.0788 | -122.5356 | 4064 Access Road | Clearlake Oaks | CA | 95423 | Lake | WECC | CISO | California Independent System Operator | Other | Conventional Hydroelectric | 3 | 1641; 1642; 8332 | 2.9 | 2.7 | 2.7 | NR | IPP Non-CHP | 115 | P | [11 empty] | 1983
50131 | WECC | Coalinga Cogeneration | 3852 | Coalinga Cogeneration Co | 36.1807 | -120.3885 | 32812 West Gale Ave. | Coalinga | CA | 93210 | Fresno | WECC | CISO | California Independent System Operator | Natural Gas | Natural Gas Fired Combustion Turbine | 1 | K100 | 38.4 | 36 | 38 | NR | IPP CHP | 220 | IND | [11 empty] | 1991
50134 | WECC | Sycamore Cogeneration | 18390 | Sycamore Cogeneration Co | 35.4526 | -118.9853 | SW China Grade Loop | Bakersfield | CA | 93380 | Kern | WECC | CISO | California Independent System Operator | Natural Gas | Natural Gas Fired Combustion Turbine | 4 | GTAG; GTBG; GTCG; GTDG | 300 | 300 | 312 | NR | IPP CHP | 230 | IND | [11 empty] | 1987
50141 | SPP | Snider Industries | 27211 | Snider Industries Inc | 32.5747 | -94.3739 | 3311 Sue Belle Lake Road | Marshall | TX | 75671 | Harrison | MRO | SWPP | Southwest Power Pool | Other | Wood/Wood Waste Biomass | 1 | WGN1 | 5 | 5 | 5 | NR | Industrial CHP | 12.47 | IND | [11 empty] | 1983
50147 | WECC | R E Badger Filtration Plant | 16713 | Santa Fe Irrigation District | 33.051 | -117.175 | 18535 Aliso Canyon Road | Rancho Santa Fe | CA | 92067 | San Diego | WECC | CISO | California Independent System Operator | Other | Conventional Hydroelectric | 1 | 1 | 1.4 | 1 | 0.5 | NR | IPP Non-CHP | 12 | P | [11 empty] | 1987
50148 | WECC | Linde Wilmington | 15320 | Linde Inc | 33.7886 | -118.2294 | Pacific Coast Highway | Wilmington | CA | 90744 | Los Angeles | WECC | LDWP | Los Angeles Department of Water and Power | Natural Gas | Natural Gas Fired Combined Cycle | 2 | GEN1; GEN2 | 31 | 27 | 27 | NR | Industrial CHP | 34.5 | IND | LADWP | [10 empty] | 1988
50152 | MISO | Dow St Charles Operations | 5352 | Dow Chemical Co - St Charles | 29.9861 | -90.4414 | Highway 3142 | Taft | LA | 70057 | St Charles | SERC | MISO | Midcontinent Independent Transmission System Operator, Inc.. | Natural Gas | Natural Gas Fired Combined Cycle | 4 | CGN1; CGN2; CSTG; STG | 323.6 | 270 | 302 | NR | Industrial CHP | 13.8 | IND | [11 empty] | 1996
50156 | WECC | Bear Creek (CA) | 64078 | Central Rivers Power US, LLC | 40.5345 | -121.9591 | North of Inwood Road | Shingletown | CA | 96088 | Shasta | WECC | CISO | California Independent System Operator | Other | Conventional Hydroelectric | 1 | GEN1 | 3.2 | 3 | 2.9 | NR | IPP Non-CHP | 12.7 | Q | [11 empty] | 1990
50170 | WECC | Berry Cogen | 1569 | Berry Petroleum Co | 35.093 | -119.4436 | 28601 Hovey hills Rd | Taft | CA | 93268 | Kern | WECC | CISO | California Independent System Operator | Natural Gas | Natural Gas Fired Combustion Turbine | 1 | GEN1 | 38.7 | 35 | 37.5 | NR | Industrial CHP | 115 | Q | ZP26 | [10 empty] | 1986
50175 | PJM | Emporia | 56840 | Emporia Hydro Power LP | 36.696 | -77.56 | 949 Mill Rd | Emporia | VA | 23847 | Greensville | SERC | PJM | PJM Interconnection, LLC | Other | Conventional Hydroelectric | 2 | GEN1; GEN2 | 2.5 | 2.5 | 2.5 | NR | IPP Non-CHP | 12.5 | Q | [11 empty] | 1986
50178 | PJM | Halifax (VA) | 56843 | Banister Hydro LP | 36.7817 | -78.9236 | 1130 L.P. Bailey Highway | Halifax | VA | 24558 | Halifax | SERC | PJM | PJM Interconnection, LLC | Other | Conventional Hydroelectric | 3 | GEN1; GEN2; GEN3 | 1.6 | 1.6 | 1.6 | NR | IPP Non-CHP | 12.5 | Q | [11 empty] | 1915
50179 | WECC | Box Canyon Dam | 58896 | Siskiyou Power Authority | 41.2792 | -122.3292 | 2623 W.A. Barr Road | Mount Shasta | CA | 96067 | Siskiyou | WECC | PACW | PacifiCorp - West | Other | Conventional Hydroelectric | 2 | GEN1; GEN2 | 5 | 5 | 5 | NR | IPP Non-CHP | 69 | M | [11 empty] | 1986
50180 | WECC | Olsen | 60821 | Olsen Power Partners | 40.6372 | -121.928 | Adkins Road | Whitmore | CA | 96096 | Shasta | WECC | CISO | California Independent System Operator | Other | Conventional Hydroelectric | 1 | GEN1 | 5 | 4.8 | 4.6 | NR | IPP Non-CHP | 69 | Q | [11 empty] | 1990
50185 | WECC | Cosmo Specialty Fibers Plant | 20547 | Cosmo Specialty Fibers | 46.9541 | -123.7611 | 1701 First St | Cosmopolis | WA | 98537 | Grays Harbor | WECC | BPAT | Bonneville Power Administration | Other | Wood/Wood Waste Biomass | 2 | TG1; TG2 | 15 | 17 | 18 | NR | Industrial CHP | 69 | IND | [11 empty] | 1957
50187 | WECC | Nippon Dynawave Packaging Longview WA | 60561 | Nippon Dynawave Packaging Co. | 46.1236 | -122.9728 | 3401 Industrial Way | Longview | WA | 98632 | Cowlitz | WECC | BPAT | Bonneville Power Administration | Other | Wood/Wood Waste Biomass | 4 | TG1; TG2; TG4; TG5 | 62.4 | 58 | 58.6 | NR | Industrial CHP | 230 | IND | [11 empty] | 1948
50189 | PJM | Domtar Paper Co LLC Plymouth NC | 55903 | Domtar Paper Company LLC | 35.8628 | -76.7831 | NC Hwy 149 N | Plymouth | NC | 27962 | Martin | SERC | PJM | PJM Interconnection, LLC | Other | Wood/Wood Waste Biomass | 2 | TG10; TG9 | 114 | 114.8 | 114.8 | NR | Industrial CHP | 13.8 | IND | [11 empty] | 1976
50190 | MISO | Domtar Paper Company Rothschild | 55997 | Domtar Paper Company Rothschild | 44.8867 | -89.6272 | 200 North Grand Ave | Rothschild | WI | 54474 | Marathon | MRO | MISO | Midcontinent Independent Transmission System Operator, Inc.. | Other | Conventional Hydroelectric | 2 | HG3; HG7 | 1.1 | 1.1 | 1.1 | NR | Industrial Non-CHP | 46 | IND | [11 empty] | 1910
50191 | WECC | IP Springfield Oregon | 56289 | International Paper Corporation - Springfield | 44.0569 | -122.9555 | 801 42nd Street | Springfield | OR | 97478 | Lane | WECC | BPAT | Bonneville Power Administration | Other | Wood/Wood Waste Biomass | 4 | TG1; TG2; TG3; TG4 | 65 | 58 | 58 | NR | Industrial CHP | 115 | IND | midc | [10 empty] | 1949
50192 | SPP | International Paper Valliant OK | 56164 | International Paper - Valliant | 33.9961 | -95.1114 | 890 IP Lane | Valliant | OK | 74764 | McCurtain | MRO | SWPP | Southwest Power Pool | Other | Wood/Wood Waste Biomass | 1 | TG1 | 68 | 57.8 | 57.8 | NR | Industrial CHP | 13.8 | IND | [11 empty] | 1971
50200 | WECC | B Braun Medical | 1058 | B Braun Medical Inc | 33.6887 | -117.8348 | 2525 McGaw Ave | Irvine | CA | 92614 | Orange | WECC | CISO | California Independent System Operator | Natural Gas | Natural Gas Fired Combustion Turbine | 2 | GEN1; GEN2 | 6.1 | 5.6 | 5.8 | NR | Industrial CHP | 12 | IND | [11 empty] | 1982 | 2025
50205 | WECC | Williams Ignacio Natural Gas Plant | 28473 | Harvest Midstream Co | 37.1456 | -107.7847 | 3746 cr 307 | Durango | CO | 81303 | La Plata | WECC | WACM | Western Area Power Administration - Rocky Mountain Region | Other | All Other | 1 | 7101 | 6.1 | 6.1 | 6.1 | NR | Industrial Non-CHP | 4.16 | IND | [11 empty] | 1984
50206 | WECC | Vallecito Hydroelectric | 27762 | Ptarmigan Res & Engy Inc | 37.3777 | -107.5787 | 13029 County Road 501 | Bayfield | CO | 81122 | La Plata | WECC | WACM | Western Area Power Administration - Rocky Mountain Region | Other | Conventional Hydroelectric | 3 | GEN1; GEN2; GEN3 | 5.8 | 5.8 | 5.8 | NR | IPP Non-CHP | 69 | Q | [11 empty] | 1989
50210 | WECC | Vulcan-BN Geothermal Power Company | 49899 | CalEnergy Operating Corporation | 33.1633 | -115.6167 | 7001 Gentry Rd. | Calipatria | CA | 92233 | Imperial | WECC | IID | Imperial Irrigation District | Other | Geothermal | 2 | GEN1; GEN2 | 39.6 | 38 | 38 | NR | IPP Non-CHP | 92 | Q | [11 empty] | 1985
50215 | PJM | York County Resource Recovery | 21128 | York County Solid W & R Auth | 40.0017 | -76.7183 | 2651 Blackbridge Road | York | PA | 17406 | York | RFC | PJM | PJM Interconnection, LLC | Other | Municipal Solid Waste | 1 | GEN1 | 36.5 | 30 | 30 | NR | IPP Non-CHP | 115 | P | [11 empty] | 1989
50216 | WECC | Watson Cogeneration | 867 | ARCO Products Co-Watson | 33.8166 | -118.2448 | 22850 South Wilminton | Carson | CA | 90749 | Los Angeles | WECC | CISO | California Independent System Operator | Natural Gas | Natural Gas Fired Combined Cycle | 6 | GN91; GN92; GN93; GN94; GN95; GN96 | 405 | 398 | 398 | NR | Industrial CHP | 220 | Q | POD_ARCOGN_2_UNITS | [10 empty] | 1987
50218 | WECC | Woodward Power Plant | 19281 | Turlock Irrigation District | 37.8607 | -120.8792 | 15476 26 Mile Rd | Oakdale | CA | 95361 | Stanislaus | WECC | TIDC | Turlock Irrigation District | Other | Conventional Hydroelectric | 1 | U1 | 2.8 | 2.7 | 2.6 | NR | IPP Non-CHP | 12 | P | MRTU_VALLYHM_1_N004 | [10 empty] | 1982
50219 | WECC | Frankenheimer Power Plant | 19281 | Turlock Irrigation District | 37.8304 | -120.807 | 10421 Frankenheimer Road | Oakdale | CA | 95361 | Stanislaus | WECC | CISO | California Independent System Operator | Other | Conventional Hydroelectric | 1 | U1 | 5.3 | 4 | 4.3 | NR | IPP Non-CHP | 17 | P | MRTU_COTTLE_7_N002 | [10 empty] | 1983
50223 | WECC | Nelson Creek | 13353 | Nelson Creek Power Inc | 41.0289 | -121.8924 | Highway 299 | Big Bend | CA | 96011 | Shasta | WECC | CISO | California Independent System Operator | Other | Conventional Hydroelectric | 1 | 1296 | 1.2 | 0.5 | 0.9 | NR | IPP Non-CHP | 12.5 | Q | [11 empty] | 1989
50224 | WECC | Oxnard Wastewater Treatment Plant | 22045 | Oxnard City of | 34.1405 | -119.1845 | 6001 S. Perkins Rd. | Oxnard | CA | 93033 | Ventura | WECC | CISO | California Independent System Operator | Other | Other Waste Biomass | 3 | 7610; 7710; 7810 | 1.5 | 1.2 | 1.2 | NR | Commercial CHP | 66 | M | [11 empty] | 1981
50228 | WECC | Rocky Brook Hydroelectric | 22614 | Rocky Brook Electric Inc | 47.7197 | -122.9431 | 3020 Dosewallips road | Brinnon | WA | 98320 | Jefferson | WECC | BPAT | Bonneville Power Administration | Other | Conventional Hydroelectric | 1 | GEN1 | 1.6 | 0.1 | 1.2 | NR | IPP Non-CHP | 7.2 | Q | [11 empty] | 1985
50233 | WECC | San Dimas Wash Generating Station | 22635 | San Gabriel Valley Mun Wtr Dt | 34.1242 | -117.8051 | 190 E. Foothill Blvd | San Dimas | CA | 91773 | Los Angeles | WECC | CISO | California Independent System Operator | Other | Conventional Hydroelectric | 1 | 4011 | 1 | 1 | 1 | NR | IPP Non-CHP | 4.16 | Q | [11 empty] | 1986
50234 | WECC | San Antonio Regional Hospital | 16583 | San Antonio Regional Hospital | 34.1019 | -117.6381 | 999 San Bernardino Road | Upland | CA | 91786 | San Bernardino | WECC | CISO | California Independent System Operator | Natural Gas | Natural Gas Internal Combustion Engine | 3 | 2074; 2075; 2076 | 2.7 | 2.7 | 2.4 | NR | Commercial CHP | 480 | COM | [11 empty] | 1985
50240 | MISO | Purdue University | 15526 | Purdue University | 40.4172 | -86.9122 | 419 S. Grant St | West Lafayette | IN | 47907 | Tippecanoe | RFC | MISO | Midcontinent Independent Transmission System Operator, Inc.. | Mixed | Natural Gas Steam Turbine; Petroleum Liquids | 3 | GEN1; GEN2; GEN3 | 43.3 | 39.6 | 43.2 | NR | Commercial CHP | 12.5 | S | [11 empty] | 1969
50251 | MISO | Billerud Quinnesec Mill | 56187 | Billerud Quinnesec Mill | 45.7956 | -87.9556 | US Hwy 2 | Norway | MI | 49870 | Dickinson | RFC | MISO | Midcontinent Independent Transmission System Operator, Inc.. | Other | Wood/Wood Waste Biomass | 2 | GEN1; GEN2 | 56 | 59 | 59 | NR | Industrial CHP | 13.8 | IND | [11 empty] | 1985
50252 | MISO | Sartell Dam | 57280 | Eagle Creek Renewable Energy, LLC | 45.618 | -94.2008 | 100 East Sartell Street | Sartell | MN | 56377 | Benton | MRO | MISO | Midcontinent Independent Transmission System Operator, Inc.. | Other | Conventional Hydroelectric | 11 | HG10; HG11; HG12; HG2; HG3; HG4; HG5; HG6; HG7; HG8; HG9 | 9.3 | 9.3 | 9.3 | NR | IPP Non-CHP | 13.8 | Q | NSP.SARTELL | [10 empty] | 1985
50254 | PJM | KapStone Kraft Paper Corp | 64508 | Westrock Kraft Paper, LLC | 36.4769 | -77.6414 | 100 Gaston Road | Roanoke Rapids | NC | 27870 | Halifax | SERC | PJM | PJM Interconnection, LLC | Other | Wood/Wood Waste Biomass | 1 | GEN1 | 28.3 | 30 | 30 | NR | Industrial CHP | 13.8 | IND | [11 empty] | 1966
50260 | MISO | Corewell Health Dearborn Campus | 13945 | Corewell Health Dearborn Campus | 42.2917 | -83.2119 | 18101 Oakwood Blvd. | Dearborn | MI | 48123 | Wayne | RFC | MISO | Midcontinent Independent Transmission System Operator, Inc.. | Petroleum | Petroleum Liquids | 3 | 1 2M; 2 2M; 500A | 4.5 | 4.5 | 4.5 | NR | Commercial Non-CHP | 230 | COM | [11 empty] | 2006
50261 | WECC | New Lahontan | 40444 | Truckee-Carson Irrigation District | 39.4636 | -119.0652 | 2666 Harrigan Road | Fallon | NV | 89406 | Churchill | WECC | NEVP | Nevada Power Company | Other | Conventional Hydroelectric | 1 | GEN1 | 4 | 3.8 | 3.7 | NR | IPP Non-CHP | 69 | P | [11 empty] | 1989
50267 | WECC | Redlands Water & Power | 15787 | Redlands Water & Power Company | 39.0673 | -108.5928 | 293 Power Road | Grand Junction | CO | 81507 | Mesa | WECC | PSCO | Public Service Company of Colorado | Other | Conventional Hydroelectric | 1 | RED1 | 1.4 | 1.4 | 1.4 | NR | IPP Non-CHP | 13.2 | Q | [11 empty] | 1931
50270 | WECC | ExxonMobil Santa Ynez Facility | 6529 | Exxon Mobil Production Co | 34.4648 | -120.0444 | 12000 Calle Real | Goleta | CA | 93117 | Santa Barbara | WECC | CISO | California Independent System Operator | Natural Gas | Natural Gas Fired Combined Cycle | 2 | GTG1; STG1 | 49.3 | 49.1 | 48 | NR | Industrial CHP | 66 | IND | [11 empty] | 1993
50274 | WECC | Simplot Leasing Don Plant | 17191 | Simplot Leasing Corp | 42.9084 | -112.5294 | 1150 West Hwy. 30 | Pocatello | ID | 83204 | Bannock | WECC | IPCO | Idaho Power Company | Other | All Other | 1 | GEN1 | 15.9 | 14.8 | 15 | NR | Industrial CHP | 12.5 | IND | [11 empty] | 1986
50275 | PJM | Park 500 Philip Morris USA | 14465 | Philip Morris USA - Park 500 | 37.3389 | -77.2806 | 4100 Bermuda Hundred Rd | Chester | VA | 23836 | Chesterfield | SERC | PJM | PJM Interconnection, LLC | Natural Gas | Natural Gas Steam Turbine | 1 | TG3 | 13 | 10.5 | 11.5 | NR | Industrial CHP | 13.8 | IND | [11 empty] | 1983
50279 | PJM | Archbald Power Station | 22174 | PEI Power Corp | 41.485 | -75.5406 | 170 Cogen Road | Archbald | PA | 18403 | Lackawanna | RFC | PJM | PJM Interconnection, LLC | Mixed | Natural Gas Steam Turbine; Landfill Gas; Natural Gas Fired Combustion Turbine | 4 | GEN1; GEN5; GEN6; Gen2 | 92.9 | 71.7 | 79.2 | NR | IPP Non-CHP | 69 | Q | 1048035; 87901559; 87901561; 1048036 | [10 empty] | 1988
50281 | WECC | San Gorgonio Farms Wind Farm | 16630 | San Gorgonio Farms Inc | 33.9261 | -116.615 | 79 Dillon Road | Whitewater | CA | 92282 | Riverside | WECC | CISO | California Independent System Operator | Wind | Onshore Wind Turbine | 1 | WGEN | 31 | 31 | 31 | NR | IPP Non-CHP | 115 | Q | SANWD_1_QF | 111 | Vestas | 131 | [7 empty] | 1983
50293 | WECC | Wadham Energy LP | 19946 | Wadham Energy Ltd Partners | 39.1062 | -122.1096 | 6247 Myers Road | Williams | CA | 95987 | Colusa | WECC | CISO | California Independent System Operator | Other | Other Waste Biomass | 1 | GEN1 | 29.1 | 26.5 | 26.5 | NR | IPP Non-CHP | 60 | Q | WADHAM _7_B1 | [10 empty] | 1989
50299 | WECC | AltaGas Ripon Energy Inc. | 60134 | AltaGas Ripon Energy Inc. | 37.7325 | -121.116 | 944 South Stockton Avenue | Ripon | CA | 95366 | San Joaquin | WECC | CISO | California Independent System Operator | Natural Gas | Natural Gas Fired Combustion Turbine | 1 | GEN1 | 49.5 | 46.1 | 46.1 | NR | IPP Non-CHP | 115 | Q | POD_SMPRIP_1_SMPSOM-APND | [10 empty] | 1988
50300 | WECC | VESI Pomona | 54736 | VESI Pomona Energy Storage, Inc. | 34.0594 | -117.7742 | 1507 Mount Vernon Ave. | Pomona | CA | 91768 | Los Angeles | WECC | CISO | California Independent System Operator | Battery | Batteries | 2 | BESS1; BESS2 | 40 | 40 | 40 | NR | IPP Non-CHP | 66 | Q | [7 empty] | 40 | 40 | 40 | LIB | 2016
50305 | MISO | Alpena Cement Plant | 40430 | Lafarge Corp | 45.0699 | -83.4082 | 1435 Ford Avenue | Alpena | MI | 49707 | Alpena | RFC | MISO | Midcontinent Independent Transmission System Operator, Inc.. | Petroleum | Petroleum Coke | 5 | GE10; GEN6; GEN7; GEN8; GEN9 | 47.2 | 47.2 | 47.2 | NR | Industrial CHP | 138 | IND | [11 empty] | 1952
50307 | SPP | University of Oklahoma | 19533 | University of Oklahoma | 35.2089 | -97.4424 | 160 Fezgar Street | Norman | OK | 73019 | Cleveland | MRO | SWPP | Southwest Power Pool | Mixed | Natural Gas Steam Turbine; Petroleum Liquids | 5 | GEN1; GEN2; GEN3; GEN4; GEN5 | 18.6 | 18.6 | 18.6 | NR | Commercial CHP | 34.5 | S | [11 empty] | 1949
50311 | PJM | Passaic Valley Water Commission | 14539 | Passaic Valley Water Comm | 40.8833 | -74.23 | Union Blvd. & Riverview Drive | Totowa | NJ | 7512 | Passaic | RFC | PJM | PJM Interconnection, LLC | Other | Conventional Hydroelectric | 4 | GEN1; GEN2; GEN3; GEN4 | 2.4 | 2.4 | 2.4 | NR | IPP Non-CHP | 2.4 | M | [11 empty] | 1935
50316 | PJM | Bunge North America East LLC | 3283 | Bunge North America East LLC | 40.8465 | -84.9333 | 1200 N Second Street | Decatur | IN | 46733 | Adams | RFC | PJM | PJM Interconnection, LLC | Natural Gas | Natural Gas Steam Turbine | 1 | 3516 | 2 | 2.2 | 2.2 | NR | Industrial CHP | 34.5 | Q | [11 empty] | 1950 | 2025
50322 | WECC | Site 980 65 | 26287 | Madera-Chowchilla Power Auth | 37.0568 | -119.8997 | Road 400 | Madera | CA | 93637 | Madera | WECC | CISO | California Independent System Operator | Other | Conventional Hydroelectric | 1 | GEN1 | 2.1 | 2.1 | 2.1 | NR | IPP Non-CHP | 21 | Q | [11 empty] | 1985
50323 | WECC | Marco Ranch | 15286 | Marco Power Inc | 42.6366 | -114.5578 | 1 mile West and 4 miles South | Jerome | ID | 83338 | Jerome | WECC | IPCO | Idaho Power Company | Other | Conventional Hydroelectric | 4 | 1; 2; 3; 4 | 1.2 | 1.2 | 1.2 | NR | IPP Non-CHP | 34.5 | Q | [11 empty] | 1985
50326 | PJM | Nalco | 14293 | Nalco Co | 41.8009 | -88.1972 | 1601 W Diehl Rd | Naperville | IL | 60563 | DuPage | RFC | PJM | PJM Interconnection, LLC | Natural Gas | Natural Gas Fired Combined Cycle | 2 | AT1; DPOX | 4.7 | 3.7 | 4.2 | NR | Commercial CHP | 12.8 | Q | [11 empty] | 1985
50329 | WECC | West Point Treatment Plant | 10004 | King County Dept-Natural Res | 47.6611 | -122.4464 | 1400 Discovery Park Blvd | Seattle | WA | 98199 | King | WECC | SCL | Seattle City Light | Other | Other Waste Biomass | 2 | 4; 5 | 4.6 | 4.6 | 4.6 | NR | Commercial CHP | 13.8 | M | [11 empty] | 2012
50337 | PJM | Mooseheart Power House | 21690 | Moose International | 41.8244 | -88.3331 | Route 31 | Mooseheart | IL | 60539 | Kane | RFC | PJM | PJM Interconnection, LLC | Natural Gas | Natural Gas Internal Combustion Engine | 4 | GEN1; GEN2; GEN3; GEN4 | 1.8 | 1.8 | 1.8 | NR | Commercial CHP | 2.4 | COM | [11 empty] | 1986
50341 | MISO | PCS Nitrogen Fertilizer LP | 15237 | PCS Nitrogen LP | 30.227 | -91.0551 | 10886 Hwy 75 | Geismar | LA | 70734 | Iberville | SERC | MISO | Midcontinent Independent Transmission System Operator, Inc.. | Mixed | All Other; Petroleum Liquids | 3 | GEN2; GEN3; GEN4 | 14 | 11.6 | 11.6 | NR | Industrial Non-CHP | 230 | IND | [11 empty] | 2006
50350 | WECC | Forks of Butte Hydro Project | 8530 | Hypower Energy, LLC | 39.8693 | -121.6319 | DeSabla Powerhouse Access Road | Magalia | CA | 95954 | Butte | WECC | CISO | California Independent System Operator | Other | Conventional Hydroelectric | 1 | GEN1 | 14.5 | 14.5 | 14.5 | NR | IPP Non-CHP | 60 | Q | [11 empty] | 1992
50352 | WECC | Nacimiento Hydro Project | 12850 | Monterey Cnty Water Res Agency | 35.7986 | -120.8833 | 10690 Nacimiento Lake Drive | Bradley | CA | 93426 | San Luis Obispo | WECC | CISO | California Independent System Operator | Other | Conventional Hydroelectric | 2 | 1; 2 | 4.4 | 4 | 3.9 | NR | IPP Non-CHP | 21 | M | [11 empty] | 1987
50360 | WECC | Michell Butte Power Project | 14243 | Owyhee Irrigation District | 43.7719 | -117.155 | Owyhee Lake Rd | Nyssa | OR | 97913 | Malheur | WECC | IPCO | Idaho Power Company | Other | Conventional Hydroelectric | 2 | GEN1; GEN2 | 2 | 2 | 2 | NR | IPP Non-CHP | 69 | P | [11 empty] | 1989
50361 | WECC | Owyhee Dam Power Project | 14243 | Owyhee Irrigation District | 43.6416 | -117.2437 | 1475 Owyhee Lake Rd | Nyssa | OR | 97913 | Malheur | WECC | IPCO | Idaho Power Company | Other | Conventional Hydroelectric | 1 | GEN1 | 5 | 5 | 5 | NR | IPP Non-CHP | 69 | P | [11 empty] | 1985
50362 | WECC | Tunnel 1 Power Project | 14243 | Owyhee Irrigation District | 43.642 | -117.2327 | 1475 Owyhee Lake Rd | Nyssa | OR | 97913 | Malheur | WECC | IPCO | Idaho Power Company | Other | Conventional Hydroelectric | 1 | GEN1 | 8.5 | 8.5 | 8.5 | NR | IPP Non-CHP | 69 | P | [11 empty] | 1993
50363 | WECC | Mesquite Lake Energy Park Plant 2 | 55960 | Mesquite Lake Energy Park | 32.9038 | -115.5119 | 3559 Highway 111 | Imperial | CA | 92251 | Imperial | WECC | IID | Imperial Irrigation District | Other | Wood/Wood Waste Biomass | 1 | L313 | 21 | 15.5 | 15.5 | NR | IPP Non-CHP | 64 | Q | [11 empty] | 1987
50366 | PJM | University of Notre Dame | 19564 | University of Notre Dame | 41.7094 | -86.2367 | 100 Facilties Building | Notre Dame | IN | 46556 | St Joseph | RFC | PJM | PJM Interconnection, LLC | Mixed | Natural Gas Steam Turbine; Petroleum Liquids; Natural Gas Fired Combustion Turbine | 12 | GEN1; GEN2; GEN3; GEN4; GEN5; GEN6; GEN7; GEN8; GEN9; GN10; GT1; GT2 | 39.6 | 39.4 | 37.9 | NR | Commercial CHP | 138 | Q | [11 empty] | 1952
50373 | PJM | Paxton Creek Cogeneration | 13875 | Energy Center Paxton LLC | 40.2653 | -76.8771 | 9th & Walnut St | Harrisburg | PA | 17105 | Dauphin | RFC | PJM | PJM Interconnection, LLC | Natural Gas | Natural Gas Internal Combustion Engine | 2 | GEN1; GEN2 | 12.6 | 12 | 12 | NR | IPP CHP | 12.5 | I | PJM West | [10 empty] | 1986
50375 | WECC | East Portal Generator | 30076 | Calleguas Mun Water District | 34.2619 | -118.6242 | w/o Devonshire and Larwin | Chatsworth | CA | 91311 | Los Angeles | WECC | CISO | California Independent System Operator | Other | Conventional Hydroelectric | 1 | GEN1 | 1.2 | 1.2 | 1.2 | NR | IPP Non-CHP | 16 | M | [11 empty] | 1987
50380 | WECC | Upriver Dam Hydro Plant | 42892 | City of Spokane | 47.6822 | -117.3319 | 2701 N Waterworks Avenue | Spokane | WA | 99212 | Spokane | WECC | AVA | Avista Corporation | Other | Conventional Hydroelectric | 5 | GEN1; GEN2; GEN3; GEN4; GEN5 | 17.6 | 4.5 | 14.5 | NR | IPP Non-CHP | 13.8 | M | [11 empty] | 1936
50382 | WECC | Twin Reservoirs | 20032 | Walla Walla City of | 46.0883 | -118.2547 | 581 Mill Creek Road | Walla Walla | WA | 99362 | Walla Walla | WECC | BPAT | Bonneville Power Administration | Other | Conventional Hydroelectric | 1 | GEN1 | 2.2 | 1.8 | 1.5 | NR | IPP Non-CHP | 14.4 | M | [11 empty] | 1988
50389 | MISO | Port Allen (LA) | 15173 | Placid Refining Co LLC | 30.477 | -91.211 | 1940 Louisiana Highway 1 North | Port Allen | LA | 70767 | West Baton Rouge | SERC | MISO | Midcontinent Independent Transmission System Operator, Inc.. | Natural Gas | Natural Gas Fired Combustion Turbine | 2 | GEN1; GEN2 | 7.6 | 7 | 7 | NR | Industrial CHP | 230 | IND | [11 empty] | 1990
50393 | WECC | Friant Hydro Facility | 25438 | Friant Power Authority | 36.9977 | -119.7035 | 18015 Friant Rd | Friant | CA | 93626 | Fresno | WECC | CISO | California Independent System Operator | Other | Conventional Hydroelectric | 4 | FR1; M1; RO1; RO2 | 37.5 | 39.4 | 39.4 | NR | IPP Non-CHP | 70 | P | [11 empty] | 1985
50395 | MISO | Georgia-Pacific Corp - Nekoosa Mill | 5033 | Domtar Industries Inc | 44.3142 | -89.8964 | 301 Point Basse Ave | Nekoosa | WI | 54457 | Wood | MRO | MISO | Midcontinent Independent Transmission System Operator, Inc.. | Mixed | Conventional Hydroelectric; Wood/Wood Waste Biomass; Natural Gas Steam Turbine | 9 | HY1; HY2; HY3; HY4; HY5; NHG1; TG14; TG6; TG8 | 39 | 35.1 | 36.1 | NR | Industrial CHP | 690 | IND | [11 empty] | 1912
50396 | WECC | Dillard Complex | 16294 | Roseburg Forest Products Co | 43.0895 | -123.4156 | 10525 Old Highway 99 South | Dillard | OR | 97432 | Douglas | WECC | PACW | PacifiCorp - West | Other | Wood/Wood Waste Biomass | 6 | GEN1; GEN2; GEN3; GEN4; GEN5; GEN6 | 51.5 | 51.5 | 51.5 | NR | Industrial CHP | 69 | IND | [11 empty] | 1955
50397 | PJM | Pixelle Specialty Solutions LLC - Spring | 61988 | Pixelle Specialty Solutions LLC - (PA) | 39.8709 | -76.8681 | 228 S Main St | Spring Grove | PA | 17362 | York | RFC | PJM | PJM Interconnection, LLC | Mixed | Natural Gas Steam Turbine; Conventional Steam Coal; Wood/Wood Waste Biomass | 5 | GEN1; GEN3; GEN4; GEN5; GEN6 | 103.6 | 85 | 85 | NR | Industrial CHP | 117 | IND | PHGLATFE115 KV NUG; PHGLATFE115KV NUG | [10 empty] | 1948
50400 | WECC | Sand Bar Power Plant | 19560 | Tri-Dam Power Authority | 38.1861 | -120.15 | Forest Service Road | Stanislaus Ntl. Fores | CA | 95364 | Tuolumne | WECC | CISO | California Independent System Operator | Other | Conventional Hydroelectric | 1 | GEN1 | 16.2 | 15.6 | 14 | NR | IPP Non-CHP | 115 | P | [11 empty] | 1986
50408 | MISO | Park Mill | 57280 | Eagle Creek Renewable Energy, LLC | 45.1058 | -87.6514 | 3120 Riverside Avenue | Marinette | WI | 54143 | Marinette | MRO | MISO | Midcontinent Independent Transmission System Operator, Inc.. | Other | Conventional Hydroelectric | 6 | 1; 10; 2; 3; 6; 7 | 2.1 | 2.1 | 2.1 | NR | IPP Non-CHP | 29.5 | Q | WPS.MENOMPK | [10 empty] | 1920
50409 | MISO | Menominee Mill Marinette | 57280 | Eagle Creek Renewable Energy, LLC | 45.1069 | -87.6378 | 901 26th Street | Menominee | MI | 49858 | Menominee | RFC | MISO | Midcontinent Independent Transmission System Operator, Inc.. | Other | Conventional Hydroelectric | 4 | 4; 5; 8; 9 | 1.8 | 1.8 | 1.8 | NR | IPP Non-CHP | 29.5 | Q | WPS.MENOMPK | [10 empty] | 1924
50410 | PJM | Chester Operations | 10273 | Kimberly-Clark Corp | 39.8437 | -75.3588 | Front & Ave of The States | Chester | PA | 19013 | Delaware | RFC | PJM | PJM Interconnection, LLC | Natural Gas | Natural Gas Fired Combined Cycle | 4 | 6; 6A; 7; 7A | 69.2 | 56.4 | 65.2 | NR | Industrial CHP | 69 | IND | [11 empty] | 2020
50411 | PJM | Rutgers Biomedical and Health Cogen | 58485 | Rutgers, The State University of NJ | 40.7393 | -74.1876 | 295 Norfolk Ave. | Newark | NJ | 7103 | Essex | RFC | PJM | PJM Interconnection, LLC | Natural Gas | Natural Gas Fired Combustion Turbine | 3 | GEN1; GEN2; GEN3 | 10.5 | 10.2 | 11.1 | NR | Commercial CHP | 26 | COM | [11 empty] | 1989
50413 | MISO | Olmsted Waste Energy | 21995 | Olmsted County Public Works | 44.0261 | -92.4323 | 301 Silver Creek Road NE | Rochester | MN | 55906 | Olmsted | MRO | MISO | Midcontinent Independent Transmission System Operator, Inc.. | Mixed | Petroleum Liquids; Municipal Solid Waste | 4 | DGCAT; TG2; TG3; TGI | 11.3 | 9 | 8 | NR | Commercial CHP | 13.8 | M | [11 empty] | 1987
50421 | WECC | Orchard Avenue 1 | 21086 | Yakima-Tieton Irrigation Dist | 46.5964 | -120.6775 | 12731 Orchard Ave | Yakima | WA | 98908 | Yakima | WECC | PACW | PacifiCorp - West | Other | Conventional Hydroelectric | 2 | 201; 301 | 1.6 | 1.6 | 1.4 | NR | IPP Non-CHP | 144 | P | [11 empty] | 1987
50423 | WECC | Cowiche | 21086 | Yakima-Tieton Irrigation Dist | 46.6926 | -120.7372 | 18968 Summitview Road | Tieton | WA | 98947 | Yakima | WECC | PACW | PacifiCorp - West | Other | Conventional Hydroelectric | 1 | 983 | 1.7 | 1.6 | 1.6 | NR | IPP Non-CHP | 144 | P | [11 empty] | 1987
50431 | MISO | University of Michigan | 19588 | University of Michigan | 42.2812 | -83.7346 | 1120 East Huron | Ann Arbor | MI | 48104 | Washtenaw | RFC | MISO | Midcontinent Independent Transmission System Operator, Inc.. | Natural Gas | Natural Gas Fired Combined Cycle | 6 | CT6; TG1; TG10; TG7; TG8; TG9 | 60 | 57 | 60.5 | NR | Commercial CHP | 40 | COM | [11 empty] | 1975
50433 | MISO | Ada Dam | 57280 | Eagle Creek Renewable Energy, LLC | 42.9506 | -85.4859 | 7510 Thornapple River Drive | Ada | MI | 49301 | Kent | RFC | MISO | Midcontinent Independent Transmission System Operator, Inc.. | Other | Conventional Hydroelectric | 1 | ADA1 | 1.4 | 1.4 | 1.4 | NR | IPP Non-CHP | 8.3 | Q | [11 empty] | 1984
50435 | WECC | Sugarloaf Hydro Plant | 57280 | Eagle Creek Renewable Energy, LLC | 39.2527 | -106.3748 | 1099 County Road #48 | Leadville | CO | 80461 | Lake | WECC | PSCO | Public Service Company of Colorado | Other | Conventional Hydroelectric | 1 | SUG1 | 2.5 | 2.5 | 2.5 | NR | IPP Non-CHP | 13.4 | Q | [11 empty] | 1985
50436 | MISO | Cascade Dam (MI) | 57280 | Eagle Creek Renewable Energy, LLC | 42.9094 | -85.4989 | 3033 Thorncrest | Grand Rapids | MI | 49506 | Kent | RFC | MISO | Midcontinent Independent Transmission System Operator, Inc.. | Other | Conventional Hydroelectric | 1 | CAS1 | 1.6 | 1.6 | 1.6 | NR | IPP Non-CHP | 8.3 | Q | [11 empty] | 1986
50437 | MISO | French Landing Dam | 57280 | Eagle Creek Renewable Energy, LLC | 42.2143 | -83.4407 | 12100 Haggerty Road | Belleville | MI | 48111 | Wayne | RFC | MISO | Midcontinent Independent Transmission System Operator, Inc.. | Other | Conventional Hydroelectric | 1 | FRL1 | 1.6 | 1.6 | 1.6 | NR | IPP Non-CHP | 40 | Q | [11 empty] | 1988
50439 | MISO | Oconto Falls Lower | 57280 | Eagle Creek Renewable Energy, LLC | 44.8719 | -88.1439 | 106 East Central Avenue | Oconto Falls | WI | 54154 | Oconto | RFC | MISO | Midcontinent Independent Transmission System Operator, Inc.. | Other | Conventional Hydroelectric | 2 | GEN1; GEN2 | 2 | 2 | 2 | NR | IPP Non-CHP | 34.5 | Q | WEC.OCONTOFL | [10 empty] | 1971
50461 | MISO | Cheboygan | 7857 | Great Lakes Tissue Co | 45.6375 | -84.4814 | 437 S Main Street | Cheboygan | MI | 49721 | Cheboygan | RFC | MISO | Midcontinent Independent Transmission System Operator, Inc.. | Other | Conventional Hydroelectric | 1 | GEN1 | 1.5 | 0.7 | 1.1 | NR | Industrial Non-CHP | 2.3 | IND | [11 empty] | 1984
50463 | PJM | Procter & Gamble Mehoopany Mill | 15394 | Procter & Gamble Ppr Prdts Co | 41.5743 | -76.0432 | Route 87 | Mehoopany | PA | 18629 | Wyoming | RFC | PJM | PJM Interconnection, LLC | Natural Gas | Natural Gas Fired Combustion Turbine; Natural Gas Steam Turbine | 3 | GEN1; GEN2; GEN3 | 120.2 | 104.9 | 124.6 | NR | Industrial CHP | 115 | IND | [11 empty] | 1984
50464 | WECC | Oxnard | 15375 | Procter&Gamble Paper Products Co-Oxnard | 34.196 | -119.1667 | 800 North Rice Avenue | Oxnard | CA | 93030 | Ventura | WECC | CISO | California Independent System Operator | Natural Gas | Natural Gas Fired Combustion Turbine | 2 | GEN1; GEN2 | 68.7 | 70.9 | 70.9 | NR | Industrial CHP | 12 | IND | [11 empty] | 1982
50476 | MISO | Packaging of America Tomahawk Mill | 14369 | PCA-Tomahawk Mill | 45.4431 | -89.7342 | N 9090 County Road E | Tomahawk | WI | 54487 | Lincoln | MRO | MISO | Midcontinent Independent Transmission System Operator, Inc.. | Other | Wood/Wood Waste Biomass; Conventional Hydroelectric | 5 | GEN1; GEN2; GEN3; GEN4; GEN5 | 18.7 | 14.7 | 15.8 | NR | Industrial CHP | 46 | IND | [11 empty] | 1920
50479 | PJM | Georgia-Pacific Big Island | 7167 | GP Big Island LLC | 37.534 | -79.357 | 9909 Lee Jackson Highway | Big Island | VA | 24526 | Bedford | RFC | PJM | PJM Interconnection, LLC | Mixed | Conventional Hydroelectric; Natural Gas Steam Turbine | 3 | BHG1; BHG2; GEN1 | 7.9 | 7.4 | 7.4 | NR | Industrial CHP | 69 | COM | [11 empty] | 1920
50481 | PJM | Tennessee Eastman Operations | 5610 | Eastman Chemical Co-TN Ops | 36.5219 | -82.5431 | Eastman Road and Lincoln St | Kingsport | TN | 37662 | Sullivan | SERC | PJM | PJM Interconnection, LLC | Mixed | Conventional Steam Coal; Natural Gas Steam Turbine | 19 | TG10; TG11; TG12; TG13; TG14; TG15; TG16; TG17; TG18; TG19; TG20; TG21; TG22; TG24; TG25; TG26; TGO7; TGO8; TGO9 | 194.3 | 194.3 | 194.3 | NR | Industrial CHP | 138 | IND | [11 empty] | 1936
50487 | MISO | PPG Powerhouse A | 14306 | Westlake 2 US LLC | 30.2251 | -93.2813 | 1300 PPG Drive | Lake Charles | LA | 70602 | Calcasieu | SERC | MISO | Midcontinent Independent Transmission System Operator, Inc.. | Other | All Other | 5 | A1; A2; A4; A7; A9 | 52.5 | 52.5 | 52.5 | NR | Industrial Non-CHP | 230 | IND | EES.AXIALL | [10 empty] | 1943
50488 | MISO | PPG Riverside | 14306 | Westlake 2 US LLC | 30.2217 | -93.2807 | 1300 PPG Drive | Lake Charles | LA | 70602 | Calcasieu | SERC | MISO | Midcontinent Independent Transmission System Operator, Inc.. | Other | All Other | 3 | GEN1; GEN2; GEN3 | 162 | 103 | 110 | NR | Industrial Non-CHP | 230 | IND | EES.AXIALL | [10 empty] | 1947
50489 | MISO | PPG Powerhouse C | 14306 | Westlake 2 US LLC | 30.2261 | -93.2952 | 1300 PPG Drive | Lake Charles | LA | 70602 | Calcasieu | SERC | MISO | Midcontinent Independent Transmission System Operator, Inc.. | Natural Gas | Natural Gas Fired Combustion Turbine; Natural Gas Steam Turbine | 5 | C1; C2; C3; C4; C5 | 357.7 | 303.2 | 335.2 | NR | Industrial CHP | 230 | IND | EES.AXIALL | [10 empty] | 1977
50490 | MISO | PPG Plant C Caustic | 14306 | Westlake 2 US LLC | 30.2264 | -93.2938 | 1300 PPG Drive | Lake Charles | LA | 70602 | Calcasieu | SERC | MISO | Midcontinent Independent Transmission System Operator, Inc.. | Natural Gas | Natural Gas Steam Turbine | 1 | TE | 3.4 | 2.7 | 2.7 | NR | Industrial CHP | 230 | IND | [11 empty] | 1986
50491 | PJM | Axiall Natrium Plant | 60586 | Westlake Chemical Natrium Plant | 39.7475 | -80.8547 | PO Box 191 | New Martinsville | WV | 26155 | Marshall | RFC | PJM | PJM Interconnection, LLC | Natural Gas | Natural Gas Steam Turbine | 3 | GEN4; GEN6; GEN7 | 115.5 | 115.5 | 115.5 | NR | Industrial CHP | 138 | IND | [11 empty] | 1943
50492 | WECC | Gas Utilization Facility | 16764 | City of San Diego | 32.6792 | -117.2467 | 1902 Gatchell Road | San Diego | CA | 92106 | San Diego | WECC | CISO | California Independent System Operator | Other | Other Waste Biomass; Conventional Hydroelectric | 3 | 1; 2; 3 | 6.1 | 5.6 | 6.1 | NR | Commercial CHP | 15 | M | [11 empty] | 1985
50493 | WECC | Double C Generation Limited Partnership | 60662 | WCAC Operating Company | 35.5005 | -119.046 | 10245 Oilfield Road | Bakersfield | CA | 93308 | Kern | WECC | CISO | California Independent System Operator | Natural Gas | Natural Gas Fired Combustion Turbine | 2 | DC1; DC2 | 49.8 | 46 | 48 | NR | IPP Non-CHP | 115 | Q | [11 empty] | 1989
50494 | WECC | Kern Front Limited | 60662 | WCAC Operating Company | 35.5165 | -119.0401 | 12241 Oilfield Road | Bakersfield | CA | 93308 | Kern | WECC | CISO | California Independent System Operator | Natural Gas | Natural Gas Fired Combustion Turbine | 2 | KF1; KF2 | 49.8 | 46 | 48 | NR | IPP Non-CHP | 115 | Q | [11 empty] | 1989
50495 | WECC | High Sierra Limited | 60662 | WCAC Operating Company | 35.509 | -119.0305 | 10600 Oilfield Road | Bakersfield | CA | 93308 | Kern | WECC | CISO | California Independent System Operator | Natural Gas | Natural Gas Fired Combustion Turbine | 2 | HS1; HS2 | 49.8 | 46 | 48 | NR | IPP CHP | 115 | Q | [11 empty] | 1989
50530 | WECC | Equilon Los Angeles Refining | 55985 | Tesoro Refining and Marketing Company | 33.7917 | -118.2347 | 2101 East Pacific Coast Hwy | Wilmington | CA | 90748 | Los Angeles | WECC | LDWP | Los Angeles Department of Water and Power | Other | Other Gases | 3 | GEN1; GEN2; GEN3 | 83 | 62.2 | 61.3 | NR | Industrial CHP | 36 | IND | [11 empty] | 1982 | 2025
50532 | WECC | Victory Garden (Tehachapi) | 56899 | Wind Stream Operations LLC | 35.0686 | -118.3833 | 19358 Jameson St., | Tehachapi | CA | 93561 | Kern | WECC | CISO | California Independent System Operator | Wind | Onshore Wind Turbine | 2 | 15SLE; WGNS | 26.1 | 18.8 | 18.8 | NR | IPP Non-CHP | 66 | Q |  | 242 | GE | 210 | [7 empty] | 1981
50533 | WECC | Painted Hills Wind Park | 2770 | Terra-Gen Operating Co-Wind | 33.9369 | -116.6183 | 60105 Westside Drive | Whitewater | CA | 92282 | Riverside | WECC | CISO | California Independent System Operator | Wind | Onshore Wind Turbine | 1 | PHW | 46.8 | 46.8 | 46.8 | NR | IPP Non-CHP | 220 | Q |  | 13 | Vestas | 300.2 | [7 empty] | 2021
50535 | WECC | Mesa Wind Power LLC | 63235 | Brookfield Renewable Trading and Marketing LP | 33.9461 | -116.6769 | 11001 Whitewater Canyon | North Palm Springs | CA | 92258 | Riverside | WECC | CISO | California Independent System Operator | Wind | Onshore Wind Turbine | 1 | WGNS | 33.6 | 33.6 | 33.6 | NR | IPP Non-CHP | 133 | Q |  | 8 | Vestas | 80 | [7 empty] | 1984
50536 | WECC | Sky River Wind Energy Center | 64156 | Sky River Wind LLC | 35.2608 | -118.2469 | 13000 Jameson Road | Tehachapi | CA | 93561 | Kern | WECC | CISO | California Independent System Operator | Wind | Onshore Wind Turbine | 1 | SRW1 | 60.2 | 60.2 | 60.2 | NR | IPP Non-CHP | 230 | Q |  | 21 | Siemens Gamesa | 300 | [7 empty] | 2021
50537 | WECC | SRI International Cogen Project | 9297 | IPT SRI Cogeneration Inc | 37.4553 | -122.1728 | 333 Ravenswood Ave. Bldg U | Menlo Park | CA | 94025 | San Mateo | WECC | CISO | California Independent System Operator | Natural Gas | Natural Gas Fired Combustion Turbine | 1 | GEN1 | 6 | 5.6 | 5.6 | NR | Commercial CHP | 12 | COM | [11 empty] | 1987
50540 | WECC | BP Carson Refinery | 2696 | Tesoro Carson Refinery | 33.8153 | -118.2358 | 2350 E 223rd St | Carson | CA | 90810 | Los Angeles | WECC | CISO | California Independent System Operator | Mixed | Other Gases; Natural Gas Steam Turbine | 2 | GEN1; GEN2 | 13.5 | 8 | 8 | NR | Industrial Non-CHP | 230 | IND | [11 empty] | 1982
50541 | WECC | Harbor Cogen | 8303 | Harbor Cogeneration Co. | 33.7771 | -118.2303 | 505 Pier B Street | Wilmington | CA | 90744 | Los Angeles | WECC | CISO | California Independent System Operator | Natural Gas | Natural Gas Fired Combined Cycle | 3 | GEN1; ST1; ST2 | 107.4 | 101.7 | 105.9 | NR | IPP Non-CHP | 220 | Q | HARBGN_7_UNITS | [10 empty] | 1988
50544 | WECC | Port Townsend Paper | 26840 | Port Townsend Paper Co | 48.0931 | -122.7958 | 100 Paper Mill Rd | Port Townsend | WA | 98368 | Jefferson | WECC | BPAT | Bonneville Power Administration | Other | Wood/Wood Waste Biomass; Conventional Hydroelectric | 2 | GEN6; HDRO | 7.9 | 7.8 | 7.8 | NR | Industrial CHP | 114 | IND | [11 empty] | 1982
50546 | WECC | Bowman | 13402 | Nevada Irrigation District | 39.4484 | -120.6534 | 18400 Bowman Lake Road | Nevada City | CA | 95604 | Nevada | WECC | CISO | California Independent System Operator | Other | Conventional Hydroelectric | 1 | GEN1 | 3.6 | 3.6 | 3.6 | NR | IPP Non-CHP | 60 | P | [11 empty] | 1986
50552 | WECC | Salka Cabazon Wind | 66081 | Salka Cabazon Wind LLC | 33.915 | -116.7103 | 19020 N Indian Avenue | North Palm Springs | CA | 92230 | Riverside | WECC | CISO | California Independent System Operator | Wind | Onshore Wind Turbine | 1 | WGNS | 38.9 | 38.9 | 38.9 | NR | IPP Non-CHP | 115 | Q |  | 52 | Zond | 213 | [7 empty] | 1999
50553 | WECC | Edom Hills Project 1 LLC | 65490 | Edom Hills Project 1 LLC | 33.8817 | -116.4603 | 68580 Edom Hill Road | Cathedral City | CA | 92235 | Riverside | WECC | CISO | California Independent System Operator | Wind | Onshore Wind Turbine | 1 | 1 | 20 | 20 | 20 | NR | IPP Non-CHP | 138 | Q |  | 8 | Clipper | 262.4 | [7 empty] | 2008
50555 | PJM | Rosemary Power Station | 19876 | Virginia Electric & Power Co | 36.4517 | -77.6594 | 120 W. 12th Street | Roanoke Rapids | NC | 27870 | Halifax | SERC | PJM | PJM Interconnection, LLC | Petroleum | Petroleum Liquids | 3 | GEN1; GEN2; GEN3 | 180 | 154.6 | 184.9 | RE | Electric Utility | 230 | I | [11 empty] | 1990
50558 | SPP | Frontier | 14063 | Oklahoma Gas & Electric Co | 35.4422 | -97.6477 | 7425 SW 29th Street | Oklahoma City | OK | 73179 | Oklahoma | MRO | SWPP | Southwest Power Pool | Natural Gas | Natural Gas Fired Combined Cycle | 2 | GT01; ST01 | 131.4 | 126 | 126 | RE | Electric Utility | 140 | I | OKGENSCI1UN1_RA | [10 empty] | 1989
50560 | WECC | Pacific-Ultrapower Chinese Station | 58650 | IHI Power Services Corp | 37.8741 | -120.4776 | 8755 Enterprise Drive | Jamestown | CA | 95327 | Tuolumne | WECC | CISO | California Independent System Operator | Other | Wood/Wood Waste Biomass | 1 | GEN1 | 25 | 18 | 18 | NR | IPP Non-CHP | 115 | Q | [11 empty] | 1986
50561 | PJM | Eagle Point Power Generation | 49942 | Eagle Point Power Generation LLC | 39.8746 | -75.1592 | 1250 Crown Point Road | Westville | NJ | 8093 | Gloucester | RFC | PJM | PJM Interconnection, LLC | Natural Gas | Natural Gas Fired Combined Cycle | 4 | GTG1; GTG2; STG1; STG2 | 251.8 | 244 | 254 | NR | IPP Non-CHP | 230 | Q | EAGLEGEN 13 KV EGLE#1 GEN; EAGLEGEN 13 KV EGLE#2 GEN; EAGLEGEN 13 KV EGLE#3 GEN; EAGLEGEN 13 KV EGLE#4 GEN | [10 empty] | 1990
50563 | PJM | Settlers Hill Gas Recovery | 54843 | WM Illinois Renewable Energy LLC | 41.8719 | -88.2877 | 1031 East Fabyan Parkway | Batavia | IL | 60510 | Kane | RFC | PJM | PJM Interconnection, LLC | Other | Landfill Gas | 2 | GEN1; GEN2 | 6 | 5.8 | 6.6 | NR | IPP Non-CHP | 13 | COM | Zonal | [10 empty] | 1988
50566 | MISO | Milam Gas Recovery | 54843 | WM Illinois Renewable Energy LLC | 38.6603 | -90.1317 | 601 Madison Street | East St. Lois | IL | 62202 | St Clair | SERC | MISO | Midcontinent Independent Transmission System Operator, Inc.. | Natural Gas | Natural Gas Internal Combustion Engine | 3 | GEN1; GEN2; GEN3 | 2.4 | 2.4 | 2.4 | NR | IPP Non-CHP | 4 | COM | Zonal | [10 empty] | 1991
50571 | WECC | Altamont Gas Recovery | 54842 | WM Renewable Energy LLC | 37.7493 | -121.6499 | 10840 Altamont Pass Road | Livermore | CA | 94550 | Alameda | WECC | CISO | California Independent System Operator | Other | Landfill Gas | 2 | GEN1; GEN2 | 6 | 5.8 | 6.6 | NR | IPP Non-CHP | 22 | IND | PG&E | [10 empty] | 1989
50573 | PJM | CID Gas Recovery | 54843 | WM Illinois Renewable Energy LLC | 41.6588 | -87.5777 | 138th & Interstate 94 | Calumet City | IL | 60409 | Cook | RFC | PJM | PJM Interconnection, LLC | Other | Landfill Gas | 1 | GEN2 | 3 | 2.9 | 3.3 | NR | IPP Non-CHP | 13 | COM | Zonal | [10 empty] | 1989
50575 | PJM | Lake Gas Recovery | 54843 | WM Illinois Renewable Energy LLC | 42.1063 | -87.8137 | 1300 Willow Road | Northbrook | IL | 60062 | Cook | RFC | PJM | PJM Interconnection, LLC | Other | Landfill Gas | 2 | GEN2; GEN3 | 6 | 5.8 | 6.6 | NR | IPP Non-CHP | 13 | COM | Zonal | [10 empty] | 1993
50576 | MISO | Metro Gas Recovery | 54842 | WM Renewable Energy LLC | 42.8506 | -88.0697 | 10712 South 124th Street | Franklin | WI | 53132 | Milwaukee | RFC | MISO | Midcontinent Independent Transmission System Operator, Inc.. | Other | Landfill Gas | 6 | GEN1; GEN2; GEN3; GEN4; GEN5; GEN6 | 9.2 | 9 | 9.8 | NR | IPP Non-CHP | 25 | IND | WE | [10 empty] | 1985
50577 | MISO | Omega Hills Gas Recovery | 54842 | WM Renewable Energy LLC | 43.1922 | -88.1597 | N 96 W 12730 County Line Road | Germantown | WI | 53051 | Washington | RFC | MISO | Midcontinent Independent Transmission System Operator, Inc.. | Other | Landfill Gas | 4 | GEN1; GEN2; GEN3; GEN5 | 12.8 | 11.7 | 12.9 | NR | IPP Non-CHP | 25 | IND | WE | [10 empty] | 1985
50610 | WECC | Saint Johns Health Center | 39245 | Saint John's Health Center | 34.0303 | -118.4784 | 2121 Santa Monica blvd | Santa Monica | CA | 90404 | Los Angeles | WECC | CISO | California Independent System Operator | Natural Gas | Natural Gas Fired Combustion Turbine | 1 | 01 | 1.2 | 1 | 1.1 | NR | Commercial CHP | 16 | COM | [11 empty] | 1992
50611 | PJM | Westwood Generation LLC | 58224 | Rausch Creek Generation, LLC | 40.6191 | -76.45 | PO Box 312 | Tremont | PA | 17981 | Schuylkill | RFC | PJM | PJM Interconnection, LLC | Coal | Conventional Steam Coal | 1 | GEN1 | 36 | 30 | 30 | NR | IPP Non-CHP | 69 | Q | [11 empty] | 1987
50612 | WECC | McKittrick Limited | 60662 | WCAC Operating Company | 35.3195 | -119.662 | 4905 Reward Road | Bakersfield | CA | 93251 | Kern | WECC | CISO | California Independent System Operator | Natural Gas | Natural Gas Fired Combustion Turbine | 1 | GEN1 | 46 | 46 | 48 | NR | IPP CHP | 115 | Q | [11 empty] | 1991
50614 | MISO | Mosinee Mill | 13008 | Ahlstrom-Munksjo NA Specialty Solutions, LLC | 44.7881 | -89.6917 | 100 Main St | Mosinee | WI | 54455 | Marathon | MRO | MISO | Midcontinent Independent Transmission System Operator, Inc.. | Other | Wood/Wood Waste Biomass; Conventional Hydroelectric | 5 | GEN1; HYD1; HYD2; HYD3; WEST | 23.4 | 21.9 | 21.9 | NR | Industrial CHP | 46 | IND | [11 empty] | 1916
50622 | WECC | Berry Cogen Tanne Hills 18 | 1569 | Berry Petroleum Co | 35.0898 | -119.4409 | 29063 Hwy 33 | Maricopa | CA | 93252 | Kern | WECC | CISO | California Independent System Operator | Natural Gas | Natural Gas Fired Combustion Turbine | 2 | GEN1; GEN2 | 18 | 16 | 17.8 | NR | Industrial CHP | 69 | Q | ZP26 | [10 empty] | 1986
50624 | WECC | Torrance Refining Company, LLC | 60657 | Torrance Refining Company, LLC | 33.8534 | -118.33 | 3700 West 190th Street | Torrance | CA | 90509 | Los Angeles | WECC | CISO | California Independent System Operator | Other | All Other; Other Gases | 3 | EXP1; GTG1; STG1 | 49.3 | 49.3 | 49.3 | NR | Industrial CHP | 12 | IND | [11 empty] | 1983
50625 | MISO | ExxonMobil Beaumont Refinery | 6090 | ExxonMobil Oil Corp | 30.0636 | -94.0753 | 1795 Burt St. | Beaumont | TX | 77701 | Jefferson | SERC | MISO | Midcontinent Independent Transmission System Operator, Inc.. | Mixed | Other Gases; Natural Gas Steam Turbine; Natural Gas Fired Combustion Turbine | 10 | ETG; TG22; TG23; TG24; TG32; TG33; TG34; TG41; TG42; TG43 | 677.8 | 610.6 | 676.6 | NR | Industrial CHP | 138 | IND | [11 empty] | 1966
50626 | MISO | Chalmette Refining LLC | 56392 | Chalmette Refining LLC | 29.9383 | -89.97 | 500 W. St.Bernard Hwy | Chalmette | LA | 70043 | St Bernard | SERC | MISO | Midcontinent Independent Transmission System Operator, Inc.. | Other | All Other | 1 | GEN1 | 5.7 | 1.7 | 1.4 | NR | Industrial Non-CHP | 230 | COM | [11 empty] | 1990
50627 | PJM | ExxonMobil Oil Joliet Refinery | 5519 | ExxonMobil Oil Corp | 41.4167 | -88.1833 | Route 55 Arsenal Road East | Channahon | IL | 60410 | Will | RFC | PJM | PJM Interconnection, LLC | Other | Other Gases | 3 | GTG1; MG; STG1 | 43.4 | 36.5 | 36.5 | NR | Industrial CHP | 34.5 | IND | [11 empty] | 1986
50628 | PJM | Paulsboro Refinery | 19691 | Paulsboro Refining Company - LLC | 39.84 | -75.2583 | 800 Billingsport Road | Paulsboro | NJ | 8066 | Gloucester | RFC | PJM | PJM Interconnection, LLC | Mixed | Natural Gas Fired Combustion Turbine; Other Gases; Petroleum Coke | 4 | GEN1; GEN2; GEN3; GEN4 | 78.5 | 67.6 | 71.1 | NR | Industrial CHP | 69 | IND | [11 empty] | 1982
50630 | WECC | Covanta Marion Inc | 4476 | Covanta Marion Inc | 45.0485 | -122.9628 | 4850 Broolake Road NE | Brooks | OR | 97305 | MARION | WECC | PGE | Portland General Electric Company | Other | Municipal Solid Waste | 1 | GEN1 | 13.1 | 11.5 | 11.5 | NR | IPP Non-CHP | 57 | Q | [11 empty] | 1986
50636 | MISO | Brainerd Public Utilities | 2138 | Brainerd Public Utilities | 46.3758 | -94.1817 | 1501 Mill Ave NE | Brainerd | MN | 56401 | Crow Wing | MRO | MISO | Midcontinent Independent Transmission System Operator, Inc.. | Other | Conventional Hydroelectric | 5 | 1; 2; 3; 4; 5 | 2.9 | 2.9 | 2.9 | RE | Electric Utility | 34 | M | [11 empty] | 1917 | 2028
50637 | WECC | Clearwater Paper IPP Lewiston | 56225 | Clearwater Paper Corporation | 46.4231 | -116.9764 | 803 Mill Rd | Lewiston | ID | 83501 | Nez Perce | WECC | AVA | Avista Corporation | Other | Wood/Wood Waste Biomass | 4 | GEN1; GEN2; GEN3; GEN4 | 113.8 | 54.5 | 68 | NR | Industrial CHP | 34.5 | IND | [11 empty] | 1950
50638 | MISO | Clearwater Paper APP CB | 56225 | Clearwater Paper Corporation | 33.7061 | -91.2371 | 5082 Hwy 4 North | Arkansas City | AR | 71630 | Desha | SERC | MISO | Midcontinent Independent Transmission System Operator, Inc.. | Other | Wood/Wood Waste Biomass | 1 | GEN1 | 28 | 28 | 28 | NR | Industrial CHP | 115 | IND | [11 empty] | 1977
50639 | MISO | Sappi Cloquet Mill | 16653 | Sappi Cloquet LLC | 46.7243 | -92.4298 | 2201 Avenue B | Cloquet | MN | 55720 | Carlton | MRO | MISO | Midcontinent Independent Transmission System Operator, Inc.. | Other | Wood/Wood Waste Biomass; Conventional Hydroelectric | 7 | GEN3; GEN4; GEN5; HGN1; HGN5; HGN6; HGN7 | 94.5 | 76.6 | 78 | NR | Industrial CHP | 115 | IND | [11 empty] | 1929
50647 | MISO | Covanta Indianapolis Energy | 4497 | Covanta Indianapolis Inc | 39.7345 | -86.1891 | 2320 S. Harding Street | Indianapolis | IN | 46221 | Marion | RFC | MISO | Midcontinent Independent Transmission System Operator, Inc.. | Other | Municipal Solid Waste | 1 | GEN1 | 6.5 | 5 | 5 | NR | Commercial CHP | 34.5 | IND | [11 empty] | 1988
50654 | WECC | Steamboat Hills LP | 34691 | Ormat Nevada Inc | 39.37 | -119.7669 | 20590 Wedge Parkway | Reno | NV | 89521 | Washoe | WECC | NEVP | Nevada Power Company | Mixed | Geothermal; Solar Photovoltaic | 4 | OEC51; OEC52; SBSL2; SBSOL | 37.2 | 26.7 | 34.4 | NR | IPP Non-CHP | 120 | Q |  |  |  |  | 7.1 | Y | [5 empty] | 2020
50657 | PJM | Montgomery County Resource Recovery | 49760 | Covanta Montgomery, Inc. | 39.2006 | -77.4556 | 21204 Martinsburg Rd | Dickerson | MD | 20842 | Montgomery | RFC | PJM | PJM Interconnection, LLC | Other | Municipal Solid Waste | 1 | GEN1 | 67.8 | 54 | 56 | NR | IPP Non-CHP | 69 | S | 50825 | [10 empty] | 1995
50658 | PJM | Covanta Fairfax Energy | 4425 | Covanta Fairfax Inc | 38.695 | -77.2411 | 9898 Furnace Road | Lorton | VA | 22079 | Fairfax | SERC | PJM | PJM Interconnection, LLC | Other | Municipal Solid Waste | 2 | GEN1; GEN2 | 124 | 98 | 98 | NR | Commercial Non-CHP | 230 | COM | [11 empty] | 1990
50660 | SPP | Reworld Tulsa | 56316 | Reworld Tulsa LLC | 36.1319 | -96.0181 | 2122 S Yukon Ave | Tulsa | OK | 74107 | Tulsa | SERC | SWPP | Southwest Power Pool | Other | Municipal Solid Waste | 1 | GEN1 | 16.8 | 15.6 | 15.8 | NR | Commercial CHP | 69 | COM | [11 empty] | 1989 | 2050
50663 | PJM | Covanta Alexandria/Arlington Energy | 4496 | Covanta Alexandria/Arlington | 38.8014 | -77.1288 | 5301 Eisenhower Ave | Alexandria | VA | 22304 | Alexandria City | SERC | PJM | PJM Interconnection, LLC | Other | Municipal Solid Waste | 2 | GEN1; GEN2 | 29 | 29 | 29 | NR | Commercial Non-CHP | 13.8 | COM | [11 empty] | 1987
50674 | WECC | Municipal Cogen Plant | 14395 | Palm Springs City of | 33.8247 | -116.5106 | 205 N. El Cielo | Palm Springs | CA | 92263 | Riverside | WECC | CISO | California Independent System Operator | Natural Gas | Natural Gas Internal Combustion Engine | 1 | GEN1A | 1.2 | 1.2 | 1.2 | NR | Commercial CHP | 12 | M | [11 empty] | 2015
50690 | WECC | San Gorgonio Westwinds II LLC | 2770 | Terra-Gen Operating Co-Wind | 33.934 | -116.5781 | 19435 Ruppert Street | North Palm Springs | CA | 92258 | Riverside | WECC | CISO | California Independent System Operator | Wind | Onshore Wind Turbine | 1 | GEN1 | 43.4 | 43.4 | 43.4 | NR | IPP Non-CHP | 34 | Q |  | 62 | Micon | 180 | [7 empty] | 1999
50696 | WECC | Plant No 1 Orange County | 14155 | Orange County Sanitation Dist | 33.6942 | -117.9381 | 10844 Ellis Avenue | Fountain Valley | CA | 92708 | Orange | WECC | CISO | California Independent System Operator | Other | Other Waste Biomass | 3 | GEN1; GEN2; GEN3 | 7.5 | 7.2 | 7.2 | NR | Commercial CHP | 66 | P | [11 empty] | 1993
50700 | WECC | Lilliwaup Falls Generating | 15795 | William G. Reed Jr | 47.4706 | -123.1153 | 601 N. Lilliwaup St | Lilliwaup | WA | 98555 | Mason | WECC | BPAT | Bonneville Power Administration | Other | Conventional Hydroelectric | 7 | 4735; 4736; 4737; 4738; 4739; 4740; 4741 | 1.4 | 1.4 | 1.4 | NR | IPP Non-CHP | 12.5 | Q | [11 empty] | 1986
50707 | WECC | JM Shafer Generating Station | 30151 | Tri-State G & T Assn, Inc | 40.0986 | -104.7736 | 6811 Weld County Road 31 | Ft. Lupton | CO | 80621 | Weld | WECC | PSCO | Public Service Company of Colorado | Natural Gas | Natural Gas Fired Combined Cycle | 7 | LMA; LMB; LMC; LMD; LME; STA; STB | 396.9 | 272 | 272 | RE | Electric Utility | 230 | C | [11 empty] | 1994
50718 | WECC | GeoBon II | 64961 | Koosh, Inc. | 42.9544 | -114.4626 | 190 Arkoosh Road | Shoshone | ID | 83352 | Lincoln | WECC | IPCO | Idaho Power Company | Other | Conventional Hydroelectric | 1 | HYD1 | 1 | 1 | 0.9 | NR | IPP Non-CHP | 2 | Q | [11 empty] | 1986
50721 | MISO | Tazewell Gas Recovery | 54843 | WM Illinois Renewable Energy LLC | 40.6817 | -89.5167 | 3550 E. Washington Street | East Peoria | IL | 61611 | Tazewell | SERC | MISO | Midcontinent Independent Transmission System Operator, Inc.. | Other | Landfill Gas | 3 | GEN1; GEN2; GEN3 | 2.4 | 2.4 | 2.4 | NR | IPP Non-CHP | 13 | COM | Zonal | [10 empty] | 1989
50729 | PJM | Clairton Works | 19517 | United States Steel- Clairton | 40.3097 | -79.8819 | 400 State St. | Clairton | PA | 15025 | Allegheny | RFC | PJM | PJM Interconnection, LLC | Other | Other Gases | 2 | GEN1; GEN3 | 31 | 24 | 26 | NR | Industrial CHP | 138 | IND | [11 empty] | 1955
50732 | PJM | Mon Valley Works | 19519 | United States Steel-Mon Valley | 40.3925 | -79.8564 | Camp Hollow Road | Dravosburg | PA | 15034 | Allegheny | RFC | PJM | PJM Interconnection, LLC | Other | Other Gases | 3 | GEN1; GEN2; GEN3 | 52.5 | 61.9 | 67.9 | NR | Industrial CHP | 138 | IND | [11 empty] | 1943
50733 | MISO | Gary Works | 19526 | United States Steel-Gary | 41.6224 | -87.3289 | 1 North Broadway | Gary | IN | 46402 | Lake | RFC | MISO | Midcontinent Independent Transmission System Operator, Inc.. | Natural Gas | Natural Gas Steam Turbine | 1 | STG1 | 161 | 161 | 150 | NR | Industrial CHP | 138 | IND | [11 empty] | 1997
50748 | WECC | Agnews Power Plant | 2871 | OLS Energy-Agnews Inc. | 37.4058 | -121.9272 | 3800 Cisco Way | San Jose | CA | 95134 | Santa Clara | WECC | CISO | California Independent System Operator | Natural Gas | Natural Gas Fired Combined Cycle | 2 | GEN1; GEN2 | 32 | 28 | 28 | NR | IPP Non-CHP | 115 | Q | [11 empty] | 1990
50750 | WECC | Coalinga Cogeneration Facility | 23005 | Aera Energy LLC-Coalinga | 36.1703 | -120.3641 | 29010 Shell Rd | Coalinga | CA | 93210 | Fresno | WECC | CISO | California Independent System Operator | Natural Gas | Natural Gas Fired Combustion Turbine | 2 | GEN1; GEN2 | 6.8 | 6.4 | 6.6 | NR | Industrial CHP | 70 | IND | [11 empty] | 1988
50751 | WECC | Southeast Kern River Cogen | 54713 | Chevron USA Inc | 35.4206 | -118.9644 | 3500 Alfred Harrel Hwy | Bakersfield | CA | 93308 | Kern | WECC | CISO | California Independent System Operator | Natural Gas | Natural Gas Fired Combustion Turbine | 3 | GTG1; GTG2; GTG3 | 30.8 | 26.8 | 28.1 | NR | Industrial CHP | 115 | IND | POD_VEDDER_1_SEKRN-APND | [10 empty] | 1989
50752 | WECC | South Belridge Cogeneration Facility | 164 | AERA Energy LLC | 35.4386 | -119.7075 | 19590 Seventh Standard Rd | McKittrick | CA | 93251 | Kern | WECC | CISO | California Independent System Operator | Natural Gas | Natural Gas Fired Combustion Turbine | 3 | GEN1; GEN2; GEN3 | 94.2 | 57 | 63 | NR | Industrial CHP | 115 | IND | [11 empty] | 1985
50754 | WECC | Oak Creek Energy Systems I | 2770 | Terra-Gen Operating Co-Wind | 35.0439 | -118.2764 | 14633 Willow Springs Rd. | Mojave | CA | 93501 | Kern | WECC | CISO | California Independent System Operator | Wind | Onshore Wind Turbine | 4 | GEN1; GEN2; GEN3; GEN4 | 34.5 | 34.5 | 34.5 | NR | IPP Non-CHP | 66 | Q |  | 81 | Nordtank | 85 | [7 empty] | 1982
50755 | WECC | New Hogan Power Plant | 12745 | Modesto Irrigation District | 38.1496 | -120.8149 | 2713 Hogan Dam Road | Valley Springs | CA | 95252 | Calaveras | WECC | CISO | California Independent System Operator | Other | Conventional Hydroelectric | 2 | GEN1; GEN2 | 3 | 2.8 | 2.8 | RE | Electric Utility | 69 | P | [11 empty] | 1989
50765 | WECC | Stillwater Facility | 50131 | Ormat Stillwater LLC | 39.5475 | -118.5556 | 4785 Lawrence Lane | Fallon | NV | 89406 | Churchill | WECC | NEVP | Nevada Power Company | Mixed | Solar Photovoltaic; Geothermal | 5 | 1; 1-1; 1-2; 2-1; 2-2 | 69.2 | 62.2 | 79 | NR | IPP Non-CHP | 60 | Q |  |  |  |  | 26.2 | [6 empty] | 2009
50766 | WECC | Ormesa I | 34691 | Ormat Nevada Inc | 32.8156 | -115.2568 | 3300 East Evan Hewes Highway | Holtville | CA | 92250 | Imperial | WECC | IID | Imperial Irrigation District | Other | Geothermal | 2 | ITLU1; ITLU2 | 24 | 16 | 24 | NR | IPP Non-CHP | 92 | Q | [11 empty] | 2003
50770 | MISO | National Energy of McBain | 19781 | National Salvage & Service Corporation | 44.204 | -85.2206 | 6751 W. Gerwoude Dr | McBain | MI | 49657 | Missaukee | RFC | MISO | Midcontinent Independent Transmission System Operator, Inc.. | Other | Wood/Wood Waste Biomass | 1 | GEN1 | 20 | 18 | 18 | NR | IPP Non-CHP | 46 | Q | [11 empty] | 1988
50772 | MISO | National Energy of Lincoln | 19781 | National Salvage & Service Corporation | 44.68 | -83.4167 | 509 West State Rd | Lincoln | MI | 48742 | Alcona | RFC | MISO | Midcontinent Independent Transmission System Operator, Inc.. | Other | Wood/Wood Waste Biomass | 1 | GEN1 | 20 | 16.3 | 18 | NR | IPP Non-CHP | 138 | Q | [11 empty] | 1989
50776 | PJM | Panther Creek Energy Facility | 14432 | Panther Creek Power Operating, LLC | 40.8556 | -75.8781 | 4 Dennison Road | Nesquehoning | PA | 18240 | Carbon | RFC | PJM | PJM Interconnection, LLC | Coal | Conventional Steam Coal | 1 | GEN1 | 94 | 80 | 80 | NR | IPP Non-CHP | 69 | Q | Panther 50746 | [10 empty] | 1992
50810 | MISO | Westrock Hodge (LA) | 18155 | Westrock (LA) | 32.2752 | -92.7277 | Mill Street | Hodge | LA | 71247 | Jackson | SERC | MISO | Midcontinent Independent Transmission System Operator, Inc.. | Other | Wood/Wood Waste Biomass | 3 | NO 7; NO 8; NO 9 | 66.4 | 66.4 | 66.4 | NR | Industrial CHP | 13.8 | M | [11 empty] | 1957
50813 | PJM | Hopewell Mill | 18147 | RockTenn-Hopewell | 37.2914 | -77.2816 | 910 Industrial St. | Hopewell | VA | 23860 | Hopewell City | SERC | PJM | PJM Interconnection, LLC | Other | Wood/Wood Waste Biomass | 1 | GEN1 | 47.6 | 40.7 | 40.7 | NR | Industrial CHP | 13.8 | IND | [11 empty] | 1980
50820 | WECC | East Winds Project | 2770 | Terra-Gen Operating Co-Wind | 33.8909 | -116.5415 | 5400 N Indian Canyon Drive | Palm Springs | CA | 92262 | Riverside | WECC | CISO | California Independent System Operator | Wind | Onshore Wind Turbine | 1 | GEN1 | 3 | 3 | 3 | NR | IPP Non-CHP | 34 | Q |  | 5 | Micon | 151 | [7 empty] | 1985
50821 | WECC | Mojave 16/17/18 | 2770 | Terra-Gen Operating Co-Wind | 35.045 | -118.2642 | 7021 Oak Creek Road | Mojave | CA | 93501 | Kern | WECC | CISO | California Independent System Operator | Wind | Onshore Wind Turbine | 1 | GEN1 | 88.5 | 88.5 | 88.5 | NR | IPP Non-CHP | 230 | Q |  | 238 | Mitsubishi | 100 | [7 empty] | 1989
50827 | WECC | Twin Falls Hydro | 64078 | Central Rivers Power US, LLC | 47.4446 | -121.6878 | 49032 Southeast 177th Street | North Bend | WA | 98033 | King | WECC | PSEI | Puget Sound Energy | Other | Conventional Hydroelectric | 2 | UNI1; UNI2 | 24 | 22.8 | 22 | NR | IPP Non-CHP | 230 | Q | [11 empty] | 1989
50831 | WECC | Nove Power Plant | 13876 | Nove Investments I LLC | 37.9676 | -122.382 | 1 Parr Blvd | Richmond | CA | 94801 | Contra Costa | WECC | CISO | California Independent System Operator | Other | Landfill Gas | 3 | GEN1; GEN2; GEN3 | 3 | 3 | 3 | NR | IPP Non-CHP | 12 | Q | RICHMN_7_BAYENV | [10 empty] | 1985
50835 | MISO | TES Filer City Station | 18414 | TES Filer City Station LP | 44.2173 | -86.2891 | 700 Mee St. | Filer City | MI | 49634 | Manistee | RFC | MISO | Midcontinent Independent Transmission System Operator, Inc.. | Coal | Conventional Steam Coal | 1 | GEN1 | 70 | 60 | 60 | NR | IPP CHP | 138 | Q | cons.filercity | [10 empty] | 1990
50846 | MISO | Atlantic Alumina, Gramercy Operations | 56097 | Atalco Gramercy LLC | 30.054 | -90.6693 | 1111 Airline Highway | Gramercy | LA | 70052 | St James | SERC | MISO | Midcontinent Independent Transmission System Operator, Inc.. | Natural Gas | Natural Gas Fired Combustion Turbine; Natural Gas Steam Turbine | 5 | GT3; GT4; ST1; ST2; ST3 | 85.3 | 76 | 81 | NR | Industrial CHP | 13.8 | IND | [11 empty] | 1958
50849 | WECC | PE Berkeley | 61261 | Berkeley Cogeneration Facility | 37.8703 | -122.2634 | Frank Schlessenger Way Oxford | Berkeley | CA | 94720 | Alameda | WECC | CISO | California Independent System Operator | Natural Gas | Natural Gas Fired Combined Cycle | 2 | GEN1; GEN2 | 28.5 | 24 | 27 | NR | Commercial CHP | 12 | S | [11 empty] | 1987
50850 | WECC | CamChino Leasing LLC | 14265 | CamChino Leasing LLC | 33.9896 | -117.6809 | 5601 Eucalyptus Ave | Chino | CA | 91710 | San Bernardino | WECC | CISO | California Independent System Operator | Natural Gas | Natural Gas Fired Combined Cycle | 2 | GEN1; GEN2 | 30.8 | 29 | 28.5 | NR | IPP CHP | 66 | Q | CIMGEN_7_B1 | [10 empty] | 1987
50851 | WECC | CSUCI Site Authority | 56835 | CSUCI Site Authority | 34.162 | -119.0479 | 1947 W. Potrero Rd | Camarillo | CA | 93012 | Ventura | WECC | CISO | California Independent System Operator | Natural Gas | Natural Gas Fired Combined Cycle | 2 | GEN1; GEN2 | 31.1 | 28.3 | 29 | NR | IPP CHP | 66 | S | [11 empty] | 1988
50859 | PJM | Lancaster County Resource Recovery | 4447 | Covanta Lancaster Inc | 40.0711 | -76.6436 | 1911 River Road | Brainbridge | PA | 17502 | Lancaster | RFC | PJM | PJM Interconnection, LLC | Other | Municipal Solid Waste | 1 | GEN1 | 35.7 | 32.4 | 32.4 | NR | Commercial Non-CHP | 69 | M | 50608 | [10 empty] | 1990
50860 | MISO | Kent County Waste to Energy Facility | 10162 | Kent County | 42.9496 | -85.6932 | 950 Market Avenue, SW | Grand Rapids | MI | 49503 | Kent | RFC | MISO | Midcontinent Independent Transmission System Operator, Inc.. | Other | Municipal Solid Waste | 1 | GEN1 | 18 | 15.7 | 15.7 | NR | Commercial Non-CHP | 46 | M | [11 empty] | 1989
50864 | WECC | Sargent Canyon Cogeneration | 16636 | Sargent Canyon Cogeneration Co | 35.9359 | -120.8408 | P. O. Box 81018 | Bakersfield | CA | 93450 | Monterey | WECC | CISO | California Independent System Operator | Natural Gas | Natural Gas Fired Combustion Turbine | 1 | K100 | 38.2 | 30 | 34 | NR | IPP CHP | 220 | IND | [11 empty] | 1991
50865 | WECC | Salinas River Cogeneration | 16506 | Salinas River Cogeneration Co | 35.9515 | -120.8679 | 27 miles north of Paso Robles | San Ardo | CA | 93450 | Monterey | WECC | CISO | California Independent System Operator | Natural Gas | Natural Gas Fired Combustion Turbine | 1 | K100 | 38.9 | 33 | 35 | NR | IPP CHP | 220 | IND | [11 empty] | 1991
50881 | WECC | Wheelabrator Shasta | 64579 | Shasta Sustainable Resource Management, Inc. | 40.4283 | -122.2792 | 20811 Industry Rd | Anderson | CA | 96007 | Shasta | WECC | CISO | California Independent System Operator | Other | Wood/Wood Waste Biomass | 3 | GEN1; GEN2; GEN3 | 54.9 | 56.4 | 56.4 | NR | IPP Non-CHP | 115 | Q | [11 empty] | 1987
50885 | PJM | Wheelabrator Gloucester LP | 20541 | Wheelabrator Environmental Systems | 39.8733 | -75.1381 | 600 US RT 130 | Westville | NJ | 8093 | Gloucester | RFC | PJM | PJM Interconnection, LLC | Other | Municipal Solid Waste | 1 | GEN1 | 14 | 12 | 12 | NR | IPP Non-CHP | 26.4 | COM | [11 empty] | 1990
50886 | WECC | Spokane Waste to Energy | 42892 | City of Spokane | 47.6263 | -117.5042 | 2900 S Geiger Blvd | Spokane | WA | 99224 | Spokane | WECC | AVA | Avista Corporation | Other | Municipal Solid Waste | 1 | GEN1 | 26 | 22.7 | 22.7 | NR | IPP Non-CHP | 115 | M | [11 empty] | 1991
50888 | PJM | Northampton Generating Company LP | 23013 | EIF Northampton GP, LLC | 40.6917 | -75.4792 | 1 Horwith Drive | Northampton | PA | 18067 | Northampton | RFC | PJM | PJM Interconnection, LLC | Coal | Conventional Steam Coal | 1 | GEN1 | 134.1 | 112 | 112 | NR | IPP Non-CHP | 138 | Q | 50630 | [10 empty] | 1995
50891 | WECC | El Dorado Hydro Elk Creek | 63985 | Hydroland Omega LLC | 45.2178 | -116.3158 | Elk Lake Road | New Meadows | ID | 83654 | Idaho | WECC | IPCO | Idaho Power Company | Other | Conventional Hydroelectric | 1 | GEN1 | 2.6 | 2.3 | 2.3 | NR | IPP Non-CHP | 24 | Q | [11 empty] | 1986
50892 | WECC | Rock Creek LP | 63985 | Hydroland Omega LLC | 38.7834 | -120.7785 | 10105 Rock Creek Road | Placerville | CA | 95667 | El Dorado | WECC | CISO | California Independent System Operator | Other | Conventional Hydroelectric | 2 | GEN1; GEN2 | 3 | 3 | 3 | NR | IPP Non-CHP | 12 | Q | [11 empty] | 1986
50893 | PJM | Allegheny No. 5 Hydro Station | 57280 | Eagle Creek Renewable Energy, LLC | 40.6829 | -79.6653 | 130 Schenley Marina Drive | Schenley | PA | 15682 | Armstrong | RFC | PJM | PJM Interconnection, LLC | Other | Conventional Hydroelectric | 2 | GEN1; GEN2 | 9.2 | 6 | 10 | NR | IPP Non-CHP | 25 | Q | [11 empty] | 1988
50894 | PJM | Allegheny No 6 Hydro Station | 57280 | Eagle Creek Renewable Energy, LLC | 40.7164 | -79.5772 | 459 Kelly Station Road | Ford City | PA | 16226 | Armstrong | RFC | PJM | PJM Interconnection, LLC | Other | Conventional Hydroelectric | 2 | GEN1; GEN2 | 9.2 | 8 | 12 | NR | IPP Non-CHP | 138 | Q | [11 empty] | 1988
50895 | WECC | Bypass | 60851 | North Side Energy Company | 42.5609 | -114.0575 | 2371 East 1100 South | Hazelton | ID | 83335 | Jerome | WECC | IPCO | Idaho Power Company | Other | Conventional Hydroelectric | 3 | GEN1; GEN2; GEN3 | 9.9 | 9.9 | 9.9 | NR | IPP Non-CHP | 138 | Q | [11 empty] | 1987
50896 | WECC | S E Hazelton A | 60851 | North Side Energy Company | 42.5867 | -114.0675 | 2310 East 930 South | Hazelton | ID | 83335 | Jerome | WECC | IPCO | Idaho Power Company | Other | Conventional Hydroelectric | 3 | GEN1; GEN2; GEN3 | 8.7 | 8.7 | 8.7 | NR | IPP Non-CHP | 138 | Q | [11 empty] | 1990
50897 | PJM | Allegheny Hydro No 8 | 56813 | Allegheny Hydro LP | 40.8966 | -79.479 | 1628 Tarrtown Road | Adrian | PA | 16210 | Armstrong | RFC | PJM | PJM Interconnection, LLC | Other | Conventional Hydroelectric | 2 | GEN1; GEN2 | 13.6 | 13.6 | 13.6 | NR | IPP Non-CHP | 230 | Q | [11 empty] | 1990
50898 | PJM | Allegheny Hydro No 9 | 56813 | Allegheny Hydro LP | 40.956 | -79.5507 | 2264 River Road | Cowansville | PA | 16218 | Armstrong | RFC | PJM | PJM Interconnection, LLC | Other | Conventional Hydroelectric | 2 | GEN1; GEN2 | 17.8 | 17.8 | 17.8 | NR | IPP Non-CHP | 230 | Q | [11 empty] | 1990
50900 | PJM | Covington Facility | 20508 | WestRock Corp | 37.7997 | -79.9947 | 104 East Riverside St | Covington | VA | 24426 | Alleghany | SERC | PJM | PJM Interconnection, LLC | Mixed | Conventional Steam Coal; Wood/Wood Waste Biomass | 4 | GEN3; GEN4; GEN5; GEN7 | 160.9 | 156.5 | 157.9 | NR | Industrial CHP | 138 | IND | [11 empty] | 1951
50903 | MISO | Sagamore Plant Cogeneration | 8 | Tate & Lyle Ingredients Americas Inc | 40.4439 | -86.86 | 2245 Sagamorc Parkway North | Lafayette | IN | 47904 | Tippecanoe | RFC | MISO | Midcontinent Independent Transmission System Operator, Inc.. | Natural Gas | Natural Gas Steam Turbine | 1 | GEN1 | 7.4 | 7.4 | 7.4 | NR | Industrial CHP | 12.47 | IND | [11 empty] | 1984
50906 | WECC | Ford Utilities Center | 21964 | University of New Mexico | 35.0841 | -106.6252 | Building # 116 | Albuquerque | NM | 87131 | Bernalillo | WECC | PNM | Public Service Company of New Mexico | Mixed | Natural Gas Fired Combustion Turbine; All Other | 3 | 3; 4; 5 | 14.8 | 12.9 | 14 | NR | Commercial CHP | 115 | P | [11 empty] | 2005
50917 | WECC | Middle Fork Irrigation District | 12502 | Middle Fork Irrigation Dist | 45.4807 | -121.5998 | 8235 Clear Creek Road | Parkdale | OR | 97041 | Hood River | WECC | BPAT | Bonneville Power Administration | Other | Conventional Hydroelectric | 3 | GEN1; GEN2; GEN3 | 3.3 | 3.3 | 3.3 | NR | IPP Non-CHP | 12.4 | M | [11 empty] | 1986
50921 | WECC | Co-Gen LLC | 3770 | Co-Generation Co | 44.4587 | -118.7206 | 457 Front Street | Prairie City | OR | 97869 | Grant | WECC | BPAT | Bonneville Power Administration | Other | Wood/Wood Waste Biomass | 1 | GEN1 | 7.5 | 7.5 | 7.5 | NR | IPP CHP | 69 | Q | [11 empty] | 1986
50931 | WECC | Yellowstone Energy LP | 21773 | Yellowstone Energy LP | 45.8117 | -108.4278 | 2215 N. Frontage Rosd | Billings | MT | 59101 | Yellowstone | WECC | NWMT | NorthWestern Energy (NWMT) | Petroleum | Petroleum Coke | 1 | GEN1 | 68 | 52 | 55 | NR | IPP CHP | 50 | Q | [11 empty] | 1995
50932 | MISO | Des Moines Wastewater Reclamation Fac | 5089 | Des Moines Metro WRF | 41.5734 | -93.5577 | 3000 Vandalia Rd | Des Moines | IA | 50317 | Polk | MRO | MISO | Midcontinent Independent Transmission System Operator, Inc.. | Other | Other Waste Biomass | 2 | 72-04; 72-05 | 2.8 | 2.8 | 2.8 | NR | Commercial CHP | 13.2 | P | [11 empty] | 2015
50933 | MISO | Rhinelander Mill | 61707 | Ahlstrom-Munksjo | 45.6394 | -89.4205 | 515 W Davenport Street | Rhinelander | WI | 54501 | Oneida | MRO | MISO | Midcontinent Independent Transmission System Operator, Inc.. | Mixed | Natural Gas Steam Turbine; Conventional Steam Coal; Conventional Hydroelectric | 5 | GEN5; GEN6; HYD1; HYD2; HYD3 | 21.3 | 12.3 | 17.5 | NR | Industrial CHP | 115 | IND | [11 empty] | 1917
50935 | MISO | Caterpillar | 3179 | Caterpillar Inc | 40.4175 | -86.8447 | 3701 South St. | Lafayette | IN | 47905 | Tippecanoe | RFC | MISO | Midcontinent Independent Transmission System Operator, Inc.. | Mixed | Petroleum Liquids; Natural Gas Internal Combustion Engine | 6 | 516A; ET1-1; ET2; ET3; ET4; R12 | 11.5 | 12.1 | 12.1 | NR | Industrial Non-CHP | 138 | Q | [11 empty] | 1996 | 2025
50936 | MISO | Winnebago County Landfill Gas | 20854 | Winnebago County | 44.083 | -88.5411 | 100 West County Rd Y | Oshkosh | WI | 54901 | Winnebago | MRO | MISO | Midcontinent Independent Transmission System Operator, Inc.. | Other | Landfill Gas | 2 | EG2R; EG3 | 1.5 | 1.5 | 1.5 | NR | IPP Non-CHP | 24.9 | M | [11 empty] | 2000
50938 | WECC | Galesville Project | 5187 | Douglas County | 42.8489 | -123.1778 | 6404 Upper Cow Creek Road | Azalea | OR | 97410 | Douglas | WECC | PACW | PacifiCorp - West | Other | Conventional Hydroelectric | 2 | GV1; GV2 | 1.6 | 1.6 | 2 | NR | IPP Non-CHP | 12.47 | M | [11 empty] | 1987
50951 | WECC | Sunnyside Cogen Associates | 21734 | Sunnyside Cogeneration Assoc | 39.5472 | -110.3917 | #1 Power Plant Road | Sunnyside | UT | 84539 | Carbon | WECC | PACE | PacifiCorp - East | Coal | Conventional Steam Coal | 1 | GEN1 | 58.1 | 51 | 51 | NR | IPP Non-CHP | 138 | Q | [11 empty] | 1993
50960 | PJM | Union County Resource Recovery | 4440 | Reworld Union (NJ), LLC | 40.6013 | -74.2664 | 1499 Route 1 North | Rahway | NJ | 7065 | Union | RFC | PJM | PJM Interconnection, LLC | Other | Municipal Solid Waste | 1 | GEN1 | 45 | 37.5 | 38.5 | NR | Commercial Non-CHP | 26 | Q | [11 empty] | 1994
50961 | WECC | Slate Creek | 64078 | Central Rivers Power US, LLC | 40.9769 | -122.4563 | 3 Mile West on LaMoine Rd | Lakehead | CA | 96051 | Shasta | WECC | PACW | PacifiCorp - West | Other | Conventional Hydroelectric | 1 | GEN1 | 4.2 | 4 | 3.9 | NR | IPP Non-CHP | 69 | Q | [11 empty] | 1990
50963 | WECC | Naval Hospital Medical Center | 2844 | Department of the Navy | 32.7261 | -117.1464 | Powerhouse Road | San Diego | CA | 92134 | San Diego | WECC | CISO | California Independent System Operator | Natural Gas | Natural Gas Fired Combustion Turbine | 1 | 4TG | 5.3 | 4.4 | 4.4 | NR | Commercial CHP | 12 | F | [11 empty] | 2003
50965 | PJM | Toledo Ref Power Recovery Train | 18323 | Toledo Refining Company | 41.6325 | -83.5042 | 1819 Woodville Rd. | Oregon | OH | 43616 | Lucas | RFC | PJM | PJM Interconnection, LLC | Petroleum | Petroleum Coke | 1 | GEN1 | 6 | 6 | 6 | NR | Industrial CHP | 69 | IND | [11 empty] | 1986
50969 | MISO | MU Combined Heat and Power Plant | 34359 | Curators of the University of Missouri | 38.9461 | -92.3328 | 417 South Fifth St | Columbia | MO | 65211 | Boone | SERC | MISO | Midcontinent Independent Transmission System Operator, Inc.. | Mixed | Natural Gas Steam Turbine; Petroleum Liquids; Natural Gas Fired Combustion Turbine | 8 | 6025; DGT1; GEN2; GEN3; GEN4; GEN7; NTG1; NTG2 | 84.7 | 70.8 | 77.4 | NR | Commercial CHP | 69 | S | CWLD.UMC | [10 empty] | 1974
50972 | WECC | Marsh Valley Development | 11716 | Marsh Valley Development Inc | 42.626 | -112.1493 | Highway 30 | McCammon | ID | 83250 | Bannock | WECC | PACE | PacifiCorp - East | Other | Conventional Hydroelectric | 1 | 1 | 1.6 | 1.5 | 1.5 | NR | IPP Non-CHP | 12.47 | Q | [11 empty] | 1993
50973 | MISO | Motiva Enterprises Port Arthur Refinery | 12981 | Motiva Enterprises LLC | 29.8885 | -93.951 | 2555 Savannah Avenue | Port Arthur | TX | 77640 | Jefferson | SERC | MISO | Midcontinent Independent Transmission System Operator, Inc.. | Mixed | Other Gases; Natural Gas Fired Combustion Turbine; Natural Gas Fired Combined Cycle | 9 | GN31; GN32; GN33; GN34; GN35; GN41; GN42; GN43; GN44 | 276.8 | 239.4 | 280.9 | NR | Industrial CHP | 230 | IND | [11 empty] | 1957
50974 | PJM | Scrubgrass Reclamation CO. LP. | 16814 | Scrubgrass Reclamation CO. LP. | 41.2691 | -79.8134 | 2151 Lisbon Road | Kennerdell | PA | 16374 | Venango | RFC | PJM | PJM Interconnection, LLC | Coal | Conventional Steam Coal | 1 | GEN1 | 94.7 | 82.5 | 85.2 | NR | IPP Non-CHP | 115 | Q | 50789 Scrubgrs-13kv-gen | [10 empty] | 1993
50980 | WECC | Siphon Power Project | 3220 | Central Oregon Irrigation Dist | 44.033 | -121.3297 | 61545 Brookswood Blvd | Bend | OR | 97702 | Deschutes | WECC | PACW | PacifiCorp - West | Other | Conventional Hydroelectric | 2 | GEN1; GEN2 | 5.4 | 5.4 | 5.4 | NR | IPP Non-CHP | 69 | P | [11 empty] | 1989
50985 | WECC | Solano County Cogen Plant | 17711 | Solano County | 38.2494 | -122.0394 | 501 Delaware St | Fairfield | CA | 94533 | Solano | WECC | CISO | California Independent System Operator | Natural Gas | Natural Gas Internal Combustion Engine | 3 | 3163; 3164; 3165 | 2.8 | 2.8 | 2.4 | NR | Commercial CHP | 21 | M | [11 empty] | 1989
50987 | WECC | Rock Creek I | 17150 | Shorock Hydro Inc | 42.6325 | -114.5388 | PO Box 5083 | Twin Falls | ID | 83303 | Twin Falls | WECC | IPCO | Idaho Power Company | Other | Conventional Hydroelectric | 1 | GEN1 | 2.1 | 2 | 1 | NR | IPP Non-CHP | 14.4 | Q | [11 empty] | 1983
50993 | WECC | Co-Gen II LLC | 3930 | Co-Gen II | 42.9611 | -123.3591 | 1991 Pruner Road | Riddle | OR | 97469 | Douglas | WECC | PACW | PacifiCorp - West | Other | Wood/Wood Waste Biomass | 1 | GEN1 | 7.5 | 7.8 | 7.3 | NR | IPP CHP | 69 | Q | [11 empty] | 1987
51008 | MISO | Enterprise Sugar Factory | 11415 | M.A. Patout & Son Limited, LLC | 29.9036 | -91.7256 | 3512 J Patout Burns Rd | Jeanerette | LA | 70544 | Iberia | SERC | MISO | Midcontinent Independent Transmission System Operator, Inc.. | Other | Other Waste Biomass | 1 | 1000 | 1 | 1 | 1 | NR | Industrial CHP | 13.8 | IND | [11 empty] | 1981
52015 | WECC | Dixie Valley | 34691 | Ormat Nevada Inc | 39.9663 | -117.8557 | #1 Dixie Valley Rd | Fallon | NV | 89406 | Churchill | WECC | CISO | California Independent System Operator | Other | Geothermal | 2 | GEN1; GEN2 | 70.9 | 58.5 | 62.1 | NR | IPP Non-CHP | 115 | Q | CONTRL_1_OXBOW | [10 empty] | 1988
52019 | PJM | Doswell Energy Center | 5310 | Doswell Ltd Partnership | 37.8208 | -77.4462 | 10098 Old Ridge Road | Ashland | VA | 23005 | Hanover | SERC | PJM | PJM Interconnection, LLC | Natural Gas | Natural Gas Fired Combined Cycle; Natural Gas Fired Combustion Turbine | 9 | GEN1; GEN2; GEN3; GEN4; GEN5; GEN6; GEN7; GEN8; GEN9 | 1313 | 1189 | 1316 | NR | IPP Non-CHP | 230 | Q | 71856749; 71856755; 71856761; 1379268472; 1379268471 | [10 empty] | 1991
52036 | PJM | Yough Hydro Power | 4713 | D/R Hydro Co | 39.8016 | -79.3682 | 66 Hydro Lane | Confluence | PA | 15424 | Somerset | RFC | PJM | PJM Interconnection, LLC | Other | Conventional Hydroelectric | 2 | GEN1; GEN2 | 12.2 | 12.2 | 10 | NR | IPP Non-CHP | 23 | Q | [11 empty] | 1989
52039 | WECC | Quail Creek Hydro Plant #1 | 31613 | Washington Cnty Wtr Consv Dist | 37.1854 | -113.3583 | 3270 W 600 N | Hurricane | UT | 84737 | Washington | WECC | PACE | PacifiCorp - East | Other | Conventional Hydroelectric | 1 | 1 | 2.3 | 2.3 | 2.3 | NR | IPP Non-CHP | 69 | P | [11 empty] | 1985
52054 | MISO | Rapidan Hydro Facility | 57280 | Eagle Creek Renewable Energy, LLC | 44.0927 | -94.1088 | 54126 Glory Lane | Mankato | MN | 56001 | Blue Earth | MRO | MISO | Midcontinent Independent Transmission System Operator, Inc.. | Other | Conventional Hydroelectric | 2 | GEN1; GEN2 | 6.8 | 6.4 | 6.2 | NR | IPP Non-CHP | 69 | Q | NSP.RAPIDA1 | [10 empty] | 1984
52063 | WECC | Martinez Sulfuric Acid Regeneration Plt | 59409 | Eco Services Corp. | 38.0314 | -122.1139 | 100 Mococo Road | Martinez | CA | 94553 | Contra Costa | WECC | CISO | California Independent System Operator | Other | All Other | 1 | GEN1 | 4 | 4 | 4 | NR | Industrial CHP | 4.16 | IND | [11 empty] | 1978
52064 | WECC | Dominguez Plant | 59409 | Eco Services Corp. | 33.8431 | -118.2347 | 20720 S Wilmington Ave | Long Beach | CA | 90810 | Los Angeles | WECC | CISO | California Independent System Operator | Other | All Other | 1 | GEN1 | 5 | 3.5 | 3.5 | NR | Industrial CHP | 12 | IND | [11 empty] | 1976
52068 | PJM | Great Falls Hydro Project | 57280 | Eagle Creek Renewable Energy, LLC | 40.9153 | -74.181 | 72 McBride Ave | Paterson | NJ | 7501 | Passaic | RFC | PJM | PJM Interconnection, LLC | Other | Conventional Hydroelectric | 3 | GEN1; GEN2; GEN3 | 12.3 | 9.9 | 9.9 | NR | IPP Non-CHP | 5 | Q | 50390 | [10 empty] | 1985
52072 | PJM | Radford Army Ammunition Plant | 22218 | U.S. Army - Radford | 37.1804 | -80.5428 | Route 114 | Radford | VA | 24141 | Montgomery | RFC | PJM | PJM Interconnection, LLC | Natural Gas | Natural Gas Steam Turbine | 3 | GEN1; GEN2; GEN3 | 18 | 16.8 | 16.8 | NR | Industrial CHP | 69 | F | [11 empty] | 1990
52073 | WECC | UCLA So Campus Cogen Project | 19524 | University of California-LA | 34.0692 | -118.4439 | 721 Charles E. Young Dr., S | Los Angeles | CA | 90095 | Los Angeles | WECC | LDWP | Los Angeles Department of Water and Power | Natural Gas | Natural Gas Fired Combined Cycle | 2 | GEN2; GEN3 | 28.5 | 23.5 | 25.5 | NR | Commercial CHP | 34.5 | COM | [11 empty] | 1993
52076 | WECC | McKittrick Cogen | 54713 | Chevron USA Inc | 35.3161 | -119.6597 | 21429 Lost Hills Rd | McKittrick | CA | 93251 | Kern | WECC | CISO | California Independent System Operator | Natural Gas | Natural Gas Fired Combustion Turbine | 2 | UNIT1; UNIT2 | 12 | 9.6 | 11 | NR | Industrial CHP | 115 | IND | TEXMCKT_1_N101 | [10 empty] | 2012
52077 | WECC | Lost Hills Cogeneration Plant | 164 | AERA Energy LLC | 35.6661 | -119.7669 | Holloway Rd and Highway 46 | Lost Hills | CA | 93251 | Kern | WECC | CISO | California Independent System Operator | Natural Gas | Natural Gas Fired Combustion Turbine | 2 | GEN5; GEN6 | 7 | 5.4 | 6 | NR | Industrial CHP | 115 | IND | [11 empty] | 1985
52078 | WECC | North Midway Cogen | 54713 | Chevron USA Inc | 35.2761 | -119.5986 | 21429 Lost Hills Rd | McKittrick | CA | 93251 | Kern | WECC | CISO | California Independent System Operator | Natural Gas | Natural Gas Fired Combustion Turbine | 3 | GEN7; GEN8; GEN9 | 10.5 | 9 | 9.6 | NR | Industrial CHP | 115 | IND | [11 empty] | 1986
52081 | WECC | Cymric 31X Cogen | 54713 | Chevron USA Inc | 35.3639 | -119.6592 | 21429 Lost Hills Rd | McKittrick | CA | 93251 | Kern | WECC | CISO | California Independent System Operator | Natural Gas | Natural Gas Fired Combustion Turbine | 2 | TG1; TG2 | 6.8 | 5.4 | 5.8 | NR | Industrial CHP | 12 | IND | CYMRIC_1_N004 | [10 empty] | 1988
52082 | WECC | Cymric 6Z Cogen | 54713 | Chevron USA Inc | 35.3461 | -119.6434 | 21429 Lost Hills Rd | McKittrick | CA | 93251 | Kern | WECC | CISO | California Independent System Operator | Natural Gas | Natural Gas Fired Combustion Turbine | 2 | TG1; TG2 | 6.8 | 5.4 | 5.8 | NR | Industrial CHP | 12 | IND | CYMRIC_1_N004 | [10 empty] | 1986
52083 | WECC | Coalinga 6C Cogen | 54713 | Chevron USA Inc | 36.2097 | -120.3828 | 39405 South Derrick Ave | Coalinga | CA | 93210 | Fresno | WECC | CISO | California Independent System Operator | Natural Gas | Natural Gas Fired Combustion Turbine | 2 | TG1; TG2 | 6.8 | 5.4 | 5.8 | NR | Industrial CHP | 12 | IND | [11 empty] | 1989
52085 | WECC | Taft 26C Cogen | 54713 | Chevron USA Inc | 35.1133 | -119.4706 | 26251 Highway 33 | Taft | CA | 93224 | Kern | WECC | CISO | California Independent System Operator | Natural Gas | Natural Gas Fired Combustion Turbine | 4 | TG1; TG2; TG3; TG4 | 12.4 | 10.8 | 11.6 | NR | Industrial CHP | 12 | IND | CADET_6_N002 | [10 empty] | 1982
52086 | WECC | Coalinga 25D Cogen | 54713 | Chevron USA Inc | 36.1556 | -120.3972 | 39405 South Derrick Ave | Coalinga | CA | 93210 | Fresno | WECC | CISO | California Independent System Operator | Natural Gas | Natural Gas Fired Combustion Turbine | 4 | TG1; TG2; TG3; TG4 | 13.6 | 10.8 | 11.6 | NR | Industrial CHP | 12 | IND | DERRICK_6_N003 | [10 empty] | 1986
52087 | PJM | Elizabeth River Power Station | 19876 | Virginia Electric & Power Co | 36.775 | -76.3083 | 2837 South Military Hwy | Chesapeake | VA | 23323 | Chesapeake City | SERC | PJM | PJM Interconnection, LLC | Natural Gas | Natural Gas Fired Combustion Turbine | 3 | GEN1; GEN2; GEN3 | 388.8 | 325 | 375 | RE | Electric Utility | 230 | I | [11 empty] | 1992
52089 | PJM | Celanese Acetate LLC | 57151 | Celanese Acetate LLC | 37.3439 | -80.765 | 3520 Virginia Avenue | Narrows | VA | 24124 | Giles | RFC | PJM | PJM Interconnection, LLC | Natural Gas | Natural Gas Steam Turbine | 4 | GEN1; GEN2; GEN3; GEN4 | 27.2 | 27.2 | 27.2 | NR | Industrial CHP | 138 | IND | [11 empty] | 1942
52096 | WECC | Berry Placerita Cogen | 65145 | Shadow Wolf Energy | 34.3841 | -118.4949 | 25121 N Sierra Hwy | Santa Clarita | CA | 91321 | Los Angeles | WECC | CISO | California Independent System Operator | Natural Gas | Natural Gas Fired Combustion Turbine | 2 | GEN1; GEN2 | 42.8 | 40 | 41.4 | NR | Industrial CHP | 66 | Q | SP15 | [10 empty] | 1990
52099 | WECC | Plant No 2 Orange County | 14155 | Orange County Sanitation Dist | 33.6433 | -117.9556 | 22212 Brookhurst Street | Huntington Beach | CA | 92646 | Orange | WECC | CISO | California Independent System Operator | Other | Other Waste Biomass; All Other | 6 | GEN1; GEN2; GEN3; GEN4; GEN5; GEN6 | 16 | 14.4 | 14.4 | NR | Commercial CHP | 66 | P | [11 empty] | 1993
52104 | WECC | Cymric 36W Cogen | 54713 | Chevron USA Inc | 35.3633 | -119.6756 | 21429 Lost Hills Rd | McKittrick | CA | 93251 | Kern | WECC | CISO | California Independent System Operator | Natural Gas | Natural Gas Fired Combustion Turbine | 4 | GEN1; GEN2; GEN3; GEN4 | 12.4 | 10.8 | 11.6 | NR | Industrial CHP | 12 | IND | CYMRIC_1_N004 | [10 empty] | 1982
52107 | WECC | Kern River Eastridge Cogen | 54713 | Chevron USA Inc | 35.4406 | -118.9617 | 1546 China Grade Loop | Bakersfield | CA | 93308 | Kern | WECC | CISO | California Independent System Operator | Natural Gas | Natural Gas Fired Combustion Turbine | 2 | 101A; 101B | 48.8 | 41.6 | 43.4 | NR | Industrial CHP | 115 | IND | POD_DISCOV_1_CHEVRON-APND | [10 empty] | 1988
52109 | WECC | Richmond Cogen | 49732 | Chevron Products Company-Richmond | 37.9418 | -122.3909 | 841 Chevron Way | Richmond | CA | 94802 | Contra Costa | WECC | CISO | California Independent System Operator | Mixed | Natural Gas Fired Combined Cycle; All Other | 4 | GEN1; GEN2; GEN5; GEN6 | 173.5 | 148.3 | 152.3 | NR | Industrial CHP | 115 | IND | [11 empty] | 1992
52122 | SPP | Wasson CO2 Removal Plant | 429 | Occidental Permian Ltd | 33.0099 | -102.7569 | 2582 County Road 355 | Denver City | TX | 79323 | Yoakum | MRO | SWPP | Southwest Power Pool | Natural Gas | Natural Gas Fired Combustion Turbine | 1 | GEN1 | 23.4 | 18.4 | 17.7 | NR | Industrial CHP | 230 | IND | [11 empty] | 1988
52127 | WECC | Elk Basin Gasoline Plant | 64954 | Contango Oil and Gas | 44.9806 | -108.8428 | 37 Rd 1 NG | Powell | WY | 82435 | Park | WECC | PACE | PacifiCorp - East | Other | Other Gases | 2 | GEN1; GEN2 | 2 | 1.6 | 1.6 | NR | Industrial CHP | 7.62 | Q | [11 empty] | 1948 | 2026
52130 | MISO | Whiting Refinery | 44466 | BP PLC | 41.6703 | -87.4803 | 2815 Indianpolis Blvd. | Whiting | IN | 46394 | Lake | RFC | MISO | Midcontinent Independent Transmission System Operator, Inc.. | Other | Other Gases | 5 | 31TG; 32TG; 33TG; 34TG; 35TG | 83.8 | 88.6 | 88.6 | NR | Industrial CHP | 138 | IND | [11 empty] | 1948
52133 | SPP | Tesoro Mandan Cogeneration Plant | 18668 | Tesoro Refining and Marketing Co LLC | 46.8492 | -100.8808 | 900 Old Red Trail NE | Mandan | ND | 58554 | Morton | MRO | SWPP | Southwest Power Pool | Other | Other Gases | 3 | GEN1; GEN2; GEN3 | 7.5 | 8.4 | 8.4 | NR | Industrial CHP | 4.16 | IND | [11 empty] | 1954
52142 | WECC | Mojave 3/4/5 | 2770 | Terra-Gen Operating Co-Wind | 35.0506 | -118.2572 | 7021 Oak Creek Road | Mojave | CA | 93501 | Kern | WECC | CISO | California Independent System Operator | Wind | Onshore Wind Turbine | 1 | GEN1 | 75 | 67 | 67 | NR | IPP Non-CHP | 230 | Q |  | 300 | Mitsubishi | 100 | [7 empty] | 1990
52147 | WECC | CP Kelco San Diego Plant | 3221 | CP Kelco US Inc. | 32.6947 | -117.1436 | 2025 E Harbor Dr | San Diego | CA | 92113 | San Diego | WECC | CISO | California Independent System Operator | Natural Gas | Natural Gas Fired Combustion Turbine | 3 | GEN1; GEN2; GEN3 | 29.2 | 27.8 | 27.8 | NR | Industrial CHP | 12 | IND | [11 empty] | 1983
52148 | PJM | Elkton | 12320 | Merck & Co Inc | 38.3836 | -78.6528 | 2778 South East Side Highway | Elkton | VA | 22827 | Rockingham | SERC | PJM | PJM Interconnection, LLC | Natural Gas | Natural Gas Steam Turbine; Natural Gas Internal Combustion Engine | 5 | GEN1; GEN5; GEN6; GEN7; GEN8 | 12 | 10.8 | 10.8 | NR | Industrial CHP | 13.2 | IND | [11 empty] | 1982
52149 | PJM | West Point (PA) | 12303 | Merck & Co Inc-West Point | 40.218 | -75.2988 | 770 Sumneytown Pike | West Point | PA | 19486 | Montgomery | RFC | PJM | PJM Interconnection, LLC | Mixed | Natural Gas Fired Combustion Turbine; Natural Gas Internal Combustion Engine; Petroleum Liquids | 15 | COG3; GEN14; GEN15; GEN16; GEN17; GEN18; GEN19; GEN2; GEN20; GEN3; GEN5; GEN8; GEN9; GN10; GN11 | 90.6 | 81.5 | 85 | NR | Industrial CHP | 34.5 | IND | MERCK 13 KV MERCK1-2; MERCK 13 KV MERCK | [10 empty] | 1972
52152 | PJM | International Paper Franklin Mill | 9348 | International Paper | 36.6803 | -76.9128 | 34040 Union Camp Dr. | Franklin | VA | 23851 | Isle of Wight | SERC | PJM | PJM Interconnection, LLC | Other | Wood/Wood Waste Biomass | 1 | GEN9 | 36.1 | 36.1 | 36.1 | NR | Industrial CHP | 115 | IND | 1075455179 | [10 empty] | 1977
52155 | WECC | Lacomb Irrigation District | 11290 | Lacomb Irrigation Dist | 44.5975 | -122.6854 | End of Island Inn Drive | Lebanon | OR | 97355 | Linn | WECC | PACW | PacifiCorp - West | Other | Conventional Hydroelectric | 1 | GEN1 | 1 | 1 | 1 | NR | IPP Non-CHP | 4.71 | P | [11 empty] | 1986
52158 | WECC | Aidlin Geothermal Power Plant | 7160 | Geysers Power Co LLC | 38.8339 | -122.881 | 10350 Socrates Mine Road | Middletown | CA | 95425 | Sonoma | WECC | CISO | California Independent System Operator | Other | Geothermal | 2 | GEN1; GEN2 | 25 | 18 | 20 | NR | IPP Non-CHP | 115 | Q | [11 empty] | 1989
52162 | WECC | 85 A | 64311 | Wind Wall 1 LLC | 35.0958 | -118.3248 | Unnamed Road | Tehachapi | CA | 93561 | Kern | WECC | CISO | California Independent System Operator | Wind | Onshore Wind Turbine | 1 | MON1 | 21.3 | 21.3 | 21.3 | NR | IPP Non-CHP | 66 | Q |  | 6 | Vestas | 285.4 | [7 empty] | 2021
52163 | WECC | 85 B | 64311 | Wind Wall 1 LLC | 35.1026 | -118.3325 | Unnamed Road | Tehachapi | CA | 93561 | Kern | WECC | CISO | California Independent System Operator | Wind | Onshore Wind Turbine | 1 | MON2 | 25.2 | 25.2 | 25.2 | NR | IPP Non-CHP | 66 | Q |  | 7 | Vestas | 285.4 | [7 empty] | 2021
52169 | WECC | Midway Sunset Cogen | 12687 | Midway-Sunset Cogeneration Co | 35.2269 | -119.6294 | 3466 W Crocker Springs Road | Fellows | CA | 93224 | Kern | WECC | CISO | California Independent System Operator | Natural Gas | Natural Gas Fired Combustion Turbine | 3 | A; B; C | 234 | 219 | 249 | NR | IPP CHP | 230 | Q | POD SUNSET_2_UNITS APND; POD SUNSET_2_UNITS POD | [10 empty] | 1989
52173 | PJM | Conemaugh Hydro Plant | 42659 | Pennsylvania Renewable Resources | 40.4644 | -79.3657 | 1665 Auen Rd Ste C | Saltsburg | PA | 15681 | Westmoreland | RFC | PJM | PJM Interconnection, LLC | Other | Conventional Hydroelectric | 2 | GEN1; GEN2 | 15 | 4 | 8 | NR | IPP Non-CHP | 1 | Q | [11 empty] | 1989
52175 | MISO | CITGO Refinery Powerhouse | 7168 | CITGO Petroleum Corp | 30.1826 | -93.3234 | Highway 108 | Sulphur | LA | 70663 | Calcasieu | SERC | MISO | Midcontinent Independent Transmission System Operator, Inc.. | Other | Other Gases | 3 | GEN1; GEN2; GEN3 | 75 | 39.6 | 36.4 | NR | Industrial CHP | 230 | IND | [11 empty] | 1942
52186 | WECC | Yuba City Cogen Partners | 20323 | Wellhead Services, Inc | 39.1367 | -121.6398 | 873 N. Walton Avenue | Yuba City | CA | 95993 | Sutter | WECC | CISO | California Independent System Operator | Natural Gas | Natural Gas Fired Combustion Turbine | 1 | GEN1 | 49.9 | 49.9 | 49.9 | NR | IPP CHP | 60 | Q | [11 empty] | 1990
52187 | WECC | Falls Creek | 57280 | Eagle Creek Renewable Energy, LLC | 44.3968 | -122.3502 | Hwy 20, mile post 49 | Cascadia | OR | 97329 | Linn | WECC | PACW | PacifiCorp - West | Other | Conventional Hydroelectric | 1 | GE-1 | 4.1 | 3.9 | 4.8 | NR | IPP Non-CHP | 4.16 | Q | [11 empty] | 1984
52193 | PJM | Delaware City Plant | 56605 | Delaware City Refining Company LLC | 39.5871 | -75.6343 | 2000 Wrangle Hill Road | Delaware City | DE | 19706 | New Castle | RFC | PJM | PJM Interconnection, LLC | Mixed | Natural Gas Fired Combustion Turbine; Other Gases | 6 | CT1; CT2; G1; G2; G3; G4 | 324 | 265 | 279 | NR | Industrial CHP | 138 | IND | Motiva | [10 empty] | 1956
54006 | WECC | Broadwater Power Project | 12380 | Montana Dept-Natural Res&Consv | 46.1206 | -111.4077 | 511 Toston Dam Road | Toston | MT | 59643 | Broadwater | WECC | NWMT | NorthWestern Energy (NWMT) | Other | Conventional Hydroelectric | 1 | GEN1 | 9.7 | 9.7 | 9.7 | NR | IPP Non-CHP | 100 | S | [11 empty] | 1989
54015 | WECC | MM West Covina | 57224 | MM West Covina Energy LLC | 34.0332 | -117.9061 | 2210 S.Azusa Avenue | West Covina | CA | 91791 | Los Angeles | WECC | CISO | California Independent System Operator | Other | Landfill Gas | 1 | GEN2 | 6.8 | 5.4 | 5.4 | NR | IPP Non-CHP | 12 | Q | [11 empty] | 1993
54017 | WECC | San Gabriel Hydro Project | 11295 | Los Angeles County-San Gabriel | 34.2043 | -117.8557 | 9700 N San Gabriel Canyon Road | Azusa | CA | 91702 | Los Angeles | WECC | CISO | California Independent System Operator | Other | Conventional Hydroelectric | 2 | U1; U2 | 5 | 4.8 | 4.6 | NR | IPP Non-CHP | 12 | M | [11 empty] | 1987
54038 | WECC | Geo East Mesa II | 34691 | Ormat Nevada Inc | 32.7757 | -115.2637 | 3300 East Evan Hewes Highway | Holtville | CA | 92250 | Imperial | WECC | IID | Imperial Irrigation District | Other | Geothermal | 1 | GEN1 | 21.6 | 14.4 | 21.6 | NR | IPP Non-CHP | 92 | Q | [11 empty] | 1989
54044 | PJM | University of Illinois Cogen Facility | 19528 | University of Illinois | 41.8675 | -87.6524 | 1140 S. Morgan | Chicago | IL | 60680 | Cook | RFC | PJM | PJM Interconnection, LLC | Natural Gas | Natural Gas Fired Combustion Turbine; Natural Gas Internal Combustion Engine | 10 | CT1; CT2; CT3; GEN1; GEN2; GEN3; GEN4; RE1; RE2; RE3 | 59.9 | 55.7 | 59.9 | NR | Commercial CHP | 69 | S | [11 empty] | 1993
54057 | MISO | Riverview Energy Systems | 16073 | Riverview Energy Systems | 42.1661 | -83.2129 | 20000 Grange Rd | Riverview | MI | 48192 | Wayne | RFC | MISO | Midcontinent Independent Transmission System Operator, Inc.. | Other | Landfill Gas | 2 | GEN1; GEN2 | 6.6 | 5.6 | 6.4 | NR | IPP Non-CHP | 41 | I | [11 empty] | 1988
54081 | PJM | Spruance Operating Services LLC | 61854 | Veolia Energy Operating Service | 37.4556 | -77.4308 | 5001 Commerce Road | Richmond | VA | 23234 | Richmond City | SERC | PJM | PJM Interconnection, LLC | Natural Gas | Natural Gas Steam Turbine | 2 | GEN3; GEN4 | 114.8 | 55 | 55 | NR | IPP CHP | 230 | Q | 76427823; 76427825 | [10 empty] | 1992
54091 | MISO | Mansfield Mill | 9312 | IPC-Mansfield Mill | 32.1575 | -93.5562 | 1202 Hwy 509 | Mansfield | LA | 71052 | DeSoto | SERC | MISO | Midcontinent Independent Transmission System Operator, Inc.. | Mixed | Wood/Wood Waste Biomass; Natural Gas Fired Combustion Turbine | 4 | GEN1; GEN2; GEN3; GEN5 | 172 | 117.3 | 128.5 | NR | Industrial CHP | 13.8 | IND | [11 empty] | 1981
54097 | SPP | International Paper Texarkana Mill | 61963 | Graphic Packaging International - Texarkana | 33.2553 | -94.0696 | 9978 FM 3129 | Queen City | TX | 75572 | Cass | MRO | SWPP | Southwest Power Pool | Other | Wood/Wood Waste Biomass | 2 | GEN1; GEN2 | 65 | 65 | 65 | NR | Industrial CHP | 138 | IND | [11 empty] | 1972
54098 | MISO | Kaukauna Paper Mill | 54738 | Thilmany LLC | 44.2826 | -88.2534 | 600 Thilmany Road | Kaukauna | WI | 54130 | Outagamie | MRO | MISO | Midcontinent Independent Transmission System Operator, Inc.. | Mixed | Wood/Wood Waste Biomass; Natural Gas Steam Turbine | 4 | GEN1; GEN2; GEN3; GEN4 | 44.6 | 44.6 | 44.6 | NR | Industrial CHP | 34.5 | IND | [11 empty] | 1951
54100 | MISO | International Paper Vicksburg Mill | 9382 | International Paper Co-Vicksbg | 32.5292 | -90.7742 | Higway 3 North | Vicksburg | MS | 39181 | Warren | SERC | MISO | Midcontinent Independent Transmission System Operator, Inc.. | Other | Wood/Wood Waste Biomass | 2 | GEN1; GEN2 | 50.5 | 38.5 | 38.5 | NR | Industrial CHP | 13.8 | IND | [11 empty] | 1967
54103 | MISO | Port Edwards Mill | 5033 | Domtar Industries Inc | 44.3364 | -89.8672 | 100 Wisconsin River Dr. | Port Edwards | WI | 54469 | Wood | RFC | MISO | Midcontinent Independent Transmission System Operator, Inc.. | Other | Conventional Hydroelectric | 11 | HG1; HG2; HG3; HG4; HG5; HG6; JHG1; JHG2; JHG3; JHG4; JHG5 | 6.7 | 6.6 | 6.4 | NR | Industrial Non-CHP | 690 | IND | [11 empty] | 1913
54104 | SPP | Ashdown | 5262 | Domtar Industries Inc | 33.6417 | -94.1083 | 285 Hwy. 71 South | Ashdown | AR | 71822 | Little River | SERC | SWPP | Southwest Power Pool | Other | Wood/Wood Waste Biomass | 4 | GEN1; GEN2; GEN3; GEN4 | 156.5 | 128 | 128 | NR | Industrial CHP | 69 | IND | [11 empty] | 1968
54111 | WECC | Second Imperial Geothermal | 49748 | ORCAL Geothermal, Inc | 32.7144 | -115.5356 | 855 Dogwood Road | Heber | CA | 92249 | Imperial | WECC | IID | Imperial Irrigation District | Other | Geothermal | 4 | GE13; GEN14; OEC1; OEC2 | 74.5 | 52.1 | 74.5 | NR | IPP Non-CHP | 92 | Q | [11 empty] | 2006
54142 | WECC | Hillcrest Pump Station | 5068 | Denver City & County of | 39.6419 | -104.9138 | 4200 South Happy Canyon Rd | Denver | CO | 80237 | Denver | WECC | PSCO | Public Service Company of Colorado | Other | Conventional Hydroelectric | 1 | GEN1 | 2 | 2 | 2 | NR | IPP Non-CHP | 13.2 | Q | [11 empty] | 1993
54201 | MISO | Iowa State University | 9434 | Iowa State University | 42.0275 | -93.6394 | Room 220 Power Plant | Ames | IA | 50011 | Story | MRO | MISO | Midcontinent Independent Transmission System Operator, Inc.. | Natural Gas | Natural Gas Steam Turbine | 3 | GEN3; GEN5; GEN6 | 39.8 | 39.9 | 39.9 | NR | Commercial CHP | 69 | S | [11 empty] | 1970
54203 | MISO | Mississippi Baptist Medical Center | 12704 | Mississippi Baptist Medical | 32.3133 | -90.1797 | 1225 N. State St | Jackson | MS | 39202 | Hinds | SERC | MISO | Midcontinent Independent Transmission System Operator, Inc.. | Natural Gas | Natural Gas Fired Combustion Turbine | 1 | A | 4.2 | 4 | 4 | NR | Commercial CHP | 13.2 | COM | [11 empty] | 1991
54207 | PJM | Clevelandcliffs Warren | 56616 | Clevelandcliffs Warren | 41.2119 | -80.8176 | 1040 Pine Avenue SE | Warren | OH | 44482 | Trumbull | RFC | PJM | PJM Interconnection, LLC | Other | Other Gases | 2 | GEN1; GEN3 | 13 | 12.1 | 12.2 | NR | Industrial CHP | 138 | IND | [11 empty] | 1934
54210 | MISO | American Crystal Sugar Hillsboro | 491 | American Crystal Sugar Co | 47.4376 | -97.0631 | Highway 81 South | Hillsboro | ND | 58045 | Traill | MRO | MISO | Midcontinent Independent Transmission System Operator, Inc.. | Coal | Conventional Steam Coal | 1 | G1 | 13.3 | 13.3 | 13.3 | NR | Industrial CHP | 12.5 | IND | [11 empty] | 1990
54211 | SPP | American Crystal Sugar Moorhead | 491 | American Crystal Sugar Co | 46.9026 | -96.7611 | 2500 North 11th | Moorhead | MN | 56560 | Clay | MRO | SWPP | Southwest Power Pool | Coal | Conventional Steam Coal | 2 | G1; G2 | 5 | 5 | 5 | NR | Industrial CHP | 12.5 | IND | [11 empty] | 1948
54212 | MISO | American Crystal Sugar Crookston | 491 | American Crystal Sugar Co | 47.7647 | -96.6334 | Highway 75 South | Crookston | MN | 56716 | Polk | MRO | MISO | Midcontinent Independent Transmission System Operator, Inc.. | Coal | Conventional Steam Coal | 2 | G1; G2 | 6.5 | 6.5 | 6.5 | NR | Industrial CHP | 12.5 | IND | [11 empty] | 1954
54213 | MISO | American Crystal Sugar Drayton | 491 | American Crystal Sugar Co | 48.5932 | -97.1761 | County Hwy 44 | Drayton | ND | 58225 | Pembina | MRO | MISO | Midcontinent Independent Transmission System Operator, Inc.. | Coal | Conventional Steam Coal | 1 | G1 | 6 | 6 | 6 | NR | Industrial CHP | 4.16 | IND | [11 empty] | 1965
54214 | MISO | American Crystal Sugar East Grand Forks | 491 | American Crystal Sugar Co | 47.9272 | -97.0072 | Business Hwy 2 | East Grand Forks | MN | 56721 | Polk | MRO | MISO | Midcontinent Independent Transmission System Operator, Inc.. | Coal | Conventional Steam Coal | 2 | G1; G2 | 7.5 | 7.5 | 7.5 | NR | Industrial CHP | 12.5 | IND | [11 empty] | 1990
54224 | MISO | Franklin Heating Station | 6738 | Franklin Heating Station | 44.0206 | -92.4656 | 119 3rd Street SW | Rochester | MN | 55902 | Olmsted | MRO | MISO | Midcontinent Independent Transmission System Operator, Inc.. | Mixed | Petroleum Liquids; Natural Gas Steam Turbine; All Other | 11 | DG10; DG4; DG5; DG8; EG1; EG2; EG3; GEN1; GEN2; GEN3; GEN6 | 34 | 29.1 | 29.1 | NR | Commercial CHP | 13.8 | Q | [11 empty] | 1951
54238 | WECC | Stockton Biomass | 56652 | DTE Stockton LLC | 37.9436 | -121.3304 | 2526 Washington St | Stockton | CA | 95203 | San Joaquin | WECC | CISO | California Independent System Operator | Other | Wood/Wood Waste Biomass | 1 | STG | 54 | 45 | 45 | NR | IPP CHP | 60 | Q | COGNAT_1_UNIT | [10 empty] | 1987
54240 | MISO | Louisiana Tech University Power Plant | 11233 | Louisiana Tech University | 32.5256 | -92.6497 | PO BOX 10288, Tech Station | Ruston | LA | 71272 | Lincoln | SERC | MISO | Midcontinent Independent Transmission System Operator, Inc.. | Natural Gas | Natural Gas Fired Combustion Turbine | 1 | TG3 | 7.5 | 6.4 | 7.4 | NR | Commercial CHP | 13.8 | S | [11 empty] | 2004
54249 | WECC | Smith Falls Hydro Project | 60900 | Smith Creek Hydro, LLC | 48.9595 | -116.5574 | 22176 Westside Road | Bonners Ferry | ID | 83853 | Boundary | WECC | BPAT | Bonneville Power Administration | Other | Conventional Hydroelectric | 3 | GEN1; GEN2; GEN3 | 38.1 | 20.1 | 38.1 | NR | IPP Non-CHP | 115 | Q | [11 empty] | 1989
54250 | PJM | Newman (PA) | 13542 | Newman & Co Inc | 40.014 | -75.0528 | 6101 Tacony St | Philadelphia | PA | 19135 | Philadelphia | RFC | PJM | PJM Interconnection, LLC | Natural Gas | Natural Gas Steam Turbine | 1 | 001 | 1.8 | 1.8 | 1.8 | NR | Industrial CHP | 13.2 | IND | [11 empty] | 1964
54251 | WECC | Opal Springs Hydro | 42744 | Deschutes Valley Water District | 44.49 | -121.2988 | Lasalle Lane | Culver | OR | 97734 | Jefferson | WECC | PACW | PacifiCorp - West | Other | Conventional Hydroelectric | 1 | 1 | 4.3 | 3.3 | 5 | NR | IPP Non-CHP | 69 | M | [11 empty] | 1985
54261 | WECC | Warm Springs Hydro Project | 21944 | Sonoma County Water Agency | 38.7221 | -123.0112 | 3333 Skaggs Springs Road | Geyserville | CA | 95441 | Sonoma | WECC | CISO | California Independent System Operator | Other | Conventional Hydroelectric | 1 | 3385 | 2.7 | 1.2 | 1.2 | NR | IPP Non-CHP | 12 | M | [11 empty] | 1988
54262 | MISO | Saint Marys Hospital Power Plant | 17897 | St Mary's Hospital | 44.0979 | -92.4798 | 1216 Second St NW | Rochester | MN | 55902 | Olmsted | MRO | MISO | Midcontinent Independent Transmission System Operator, Inc.. | Mixed | Natural Gas Fired Combustion Turbine; Natural Gas Steam Turbine; Petroleum Liquids | 5 | 1; 4; 5; 6B; 7 | 16.3 | 15.8 | 15.8 | NR | Commercial CHP | 13.8 | COM | [11 empty] | 1971
54267 | WECC | Koma Kulshan | 57280 | Eagle Creek Renewable Energy, LLC | 48.6802 | -121.7233 | 44710 Baker Lake Road | Concrete | WA | 98237 | Whatcom | WECC | PSEI | Puget Sound Energy | Other | Conventional Hydroelectric | 1 | GEN1 | 12 | 12.4 | 12.4 | NR | IPP Non-CHP | 35 | Q | [11 empty] | 1990
54268 | WECC | HF Sinclair Puget Sound Refining | 64469 | HF Sinclair Corporation | 48.4708 | -122.56 | 8505 South Texas Road | Anacortes | WA | 98221 | Skagit | WECC | PSEI | Puget Sound Energy | Natural Gas | Natural Gas Fired Combustion Turbine | 3 | GTG1; GTG2; GTG3 | 139.8 | 120 | 138 | NR | Industrial CHP | 115 | IND | [11 empty] | 1991
54271 | WECC | Saguaro Power | 16553 | Saguaro Power Co | 36.0417 | -115.0117 | 435 4th Street | Henderson | NV | 89015 | Clark | WECC | NEVP | Nevada Power Company | Natural Gas | Natural Gas Fired Combined Cycle | 3 | CTG1; CTG2; STG | 127.2 | 101 | 105 | NR | IPP CHP | 138 | Q | [11 empty] | 1991 | 2032
54283 | MISO | Lee Creek Water Treatment Facility | 31518 | City of Fort Smith | 35.4845 | -94.3929 | 2425 Pine Hollow Road | Van Buren | AR | 72956 | Crawford | MRO | MISO | Midcontinent Independent Transmission System Operator, Inc.. | Other | Conventional Hydroelectric | 1 | 0209 | 1.3 | 1.3 | 1.3 | NR | IPP Non-CHP | 41.6 | M | [11 empty] | 1992
54285 | MISO | Hastings City Hydroelectric | 8248 | Hastings Lock & Dam | 44.7602 | -92.8677 | 1350 Lock & Dam Road | Hastings | MN | 55033 | Dakota | MRO | MISO | Midcontinent Independent Transmission System Operator, Inc.. | Other | Conventional Hydroelectric | 2 | 1; 2 | 4.4 | 4 | 4 | NR | IPP Non-CHP | 12.47 | M | [11 empty] | 1992
54294 | MISO | West Group Data Center | 66753 | Ryan Companies US, Inc. | 44.8256 | -93.1139 | 610 Opperman Dr | Eagan | MN | 55123 | Dakota | MRO | MISO | Midcontinent Independent Transmission System Operator, Inc.. | Petroleum | Petroleum Liquids | 4 | 1; 2; 3; 4 | 8 | 2.4 | 1.6 | NR | Commercial Non-CHP | 13.8 | COM | [11 empty] | 2005
54296 | WECC | Biola University Hybrid | 1752 | Biola University | 33.907 | -118.0131 | 13800 Biola Ave | La Mirada | CA | 90639 | Los Angeles | WECC | CISO | California Independent System Operator | Mixed | Batteries; Natural Gas Internal Combustion Engine | 4 | BATT; EG-1H; EG-2H; EG3 | 4.3 | 4.3 | 4.3 | NR | Commercial CHP | 12 | COM | [7 empty] | 0.5 | 0.3 | 0.3 | LIB | 2002
54298 | WECC | Coram Energy LLC (ECT) | 64260 | Nextera Energy Resources | 35.0583 | -118.3417 | 6703 Oak Creek Road | Tehachapi | CA | 93501 | Kern | WECC | CISO | California Independent System Operator | Wind | Onshore Wind Turbine | 1 | GEWE | 7.5 | 7.5 | 7.5 | NR | IPP Non-CHP | 12 | Q |  | 5 | GE | 213.2 | [7 empty] | 2005
54299 | WECC | Coram Energy LLC | 64260 | Nextera Energy Resources | 35.075 | -118.3417 | 6703 Oak Creek Road | Tehachapi | CA | 93501 | Kern | WECC | CISO | California Independent System Operator | Wind | Onshore Wind Turbine | 1 | GEWE | 3 | 3 | 3 | NR | IPP Non-CHP | 12 | Q |  | 2 | GE | 213.2 | [7 empty] | 2005
54300 | WECC | Coram Energy LLC (4.5MW) | 64260 | Nextera Energy Resources | 35.0583 | -118.3083 | Oakcreek Rd. | Tehachapi | CA | 93561 | Kern | WECC | CISO | California Independent System Operator | Wind | Onshore Wind Turbine | 2 | GEWE; SX1S | 4.6 | 4.6 | 4.6 | NR | IPP Non-CHP | 66 | Q |  | 6 | GE | 213.2 | [7 empty] | 1985
54306 | WECC | Wilson Lake Hydroelectric Project | 8365 | Hazelton/Wilson Joint Venture | 42.6289 | -114.1747 | 658 Valley Road South | Eden | ID | 83325 | Jerome | WECC | IPCO | Idaho Power Company | Other | Conventional Hydroelectric | 2 | 1; 2 | 8.4 | 8.4 | 8.4 | NR | IPP Non-CHP | 12.46 | Q | [11 empty] | 1993
54308 | WECC | Three Forks Water Power Project | 54722 | Grizzly Mountain Ranch | 40.1998 | -123.5231 | 4,900 Zenia Bluff Road | Zenia | CA | 95595 | Trinity | WECC | CISO | California Independent System Operator | Other | Conventional Hydroelectric | 1 | 1 | 1.3 | 1.2 | 1.2 | NR | IPP Non-CHP | 12 | Q | [11 empty] | 1984
54318 | WECC | General Chemical | 7067 | Tata Chemicals Partners | 41.5933 | -109.7542 | 20 Miles west of Green River, | Green River | WY | 82935 | Sweetwater | WECC | PACE | PacifiCorp - East | Coal | Conventional Steam Coal | 2 | TG1; TG2 | 30 | 30 | 30 | NR | Industrial CHP | 34.5 | IND | [11 empty] | 1968
54321 | MISO | Goodyear Beaumont Chemical Plant | 7375 | Goodyear Tire & Rubber Co | 29.9728 | -94.2142 | 11357 Interstate 10 | Beaumont | TX | 77705 | Jefferson | SERC | MISO | Midcontinent Independent Transmission System Operator, Inc.. | Natural Gas | Natural Gas Fired Combustion Turbine; Natural Gas Steam Turbine | 5 | 2N80; 3N80; N802; N803; N804 | 34.8 | 32 | 33.7 | NR | Industrial CHP | 69 | IND | [11 empty] | 1987
54327 | WECC | Toyon Power Station | 56773 | Toyon Landfill Gas Conversion, LLC | 34.1463 | -118.3049 | 5050 Mt. Hollywood Drive | Los Angeles | CA | 90027 | Los Angeles | WECC | LDWP | Los Angeles Department of Water and Power | Other | Landfill Gas | 1 | TOY7 | 1.1 | 0.9 | 0.9 | NR | IPP Non-CHP | 34.5 | Q | [11 empty] | 2022
54333 | PJM | Bucknell University | 2468 | Bucknell University | 40.955 | -76.8788 | 1225 River Road | Lewisburg | PA | 17837 | Union | RFC | PJM | PJM Interconnection, LLC | Natural Gas | Natural Gas Fired Combined Cycle | 2 | G001; G502 | 5.9 | 5.3 | 6.7 | NR | Commercial CHP | 12.47 | Q | Citizens | [10 empty] | 1991
54335 | PJM | Morton Salt Rittman | 12986 | Morton Salt Inc | 40.9692 | -81.7756 | 151 S Industrial St | Rittman | OH | 44270 | Wayne | RFC | PJM | PJM Interconnection, LLC | Natural Gas | Natural Gas Steam Turbine | 1 | GEN2 | 2.5 | 2.5 | 2.5 | NR | Industrial CHP | 69 | IND | [11 empty] | 2015
54340 | MISO | Norway Point Hydropower Project | 57280 | Eagle Creek Renewable Energy, LLC | 45.1025 | -83.5189 | 3101 Long Rapids Road | Alpena | MI | 49707 | Alpena | RFC | MISO | Midcontinent Independent Transmission System Operator, Inc.. | Other | Conventional Hydroelectric | 2 | 1; 2 | 4 | 4 | 4 | NR | IPP Non-CHP | 34.5 | Q | [11 empty] | 1990
54341 | MISO | Four Mile Hydropower Project | 57280 | Eagle Creek Renewable Energy, LLC | 45.0933 | -83.5025 | 2701 Long Rapids Road | Alpena | MI | 49707 | Alpena | RFC | MISO | Midcontinent Independent Transmission System Operator, Inc.. | Other | Conventional Hydroelectric | 4 | 1; 2; 3; 4 | 2 | 2 | 2 | NR | IPP Non-CHP | 34.5 | Q | [11 empty] | 1990
54342 | MISO | Ninth Street Hydropower Project | 57280 | Eagle Creek Renewable Energy, LLC | 45.0717 | -83.4381 | 305 North 9th Avenue | Alpena | MI | 49707 | Alpena | RFC | MISO | Midcontinent Independent Transmission System Operator, Inc.. | Other | Conventional Hydroelectric | 3 | 1; 2; 3 | 1.2 | 1.2 | 1.2 | NR | IPP Non-CHP | 34.5 | Q | [11 empty] | 1990
54343 | WECC | Terminus Hydroelectric Project | 57280 | Eagle Creek Renewable Energy, LLC | 36.4156 | -119.0069 | 34443 Sierra Drive | Lemon Cove | CA | 93244 | Tulare | WECC | CISO | California Independent System Operator | Other | Conventional Hydroelectric | 1 | GEN1 | 20.1 | 20 | 20 | NR | IPP Non-CHP | 66 | Q | [11 empty] | 1990
54349 | WECC | Nevada Cogen Associates 2 Black Mountain | 13365 | Nevada Cogeneration Assoc # 2 | 36.2253 | -114.8783 | East Lake Mead Blvd | Las Vegas | NV | 89124 | Clark | WECC | NEVP | Nevada Power Company | Natural Gas | Natural Gas Fired Combined Cycle | 4 | GTA; GTB; GTC; STM | 96.3 | 93.1 | 93.1 | NR | IPP CHP | 69 | Q | [11 empty] | 1992 | 2030
54350 | WECC | Nevada Cogen Assoc#1 GarnetVly | 13399 | Nevada Cogeneration Assoc # 1 | 36.3432 | -114.9207 | 11401 US 93 & I-15 | Las Vegas | NV | 89165 | Clark | WECC | NEVP | Nevada Power Company | Natural Gas | Natural Gas Fired Combined Cycle | 4 | GTA; GTB; GTC; STM | 94.8 | 85.5 | 85 | NR | IPP CHP | 138 | Q | [11 empty] | 1992 | 2032
54360 | MISO | Fuyao Glass Illinois Inc. | 60194 | Fuyao Glass Illinois, Inc | 39.779 | -88.9016 | 2768 E Elwin Rd | Decatur | IL | 62521 | Macon | SERC | MISO | Midcontinent Independent Transmission System Operator, Inc.. | Petroleum | Petroleum Liquids | 3 | PORT; TK1; TK2 | 4.7 | 4.7 | 4.7 | NR | Industrial Non-CHP | 138 | IND | 0 | [10 empty] | 1980
54372 | WECC | University of Colorado | 22208 | University of Colorado | 40.0076 | -105.2692 | 18th St and Colorado | Boulder | CO | 80309 | Boulder | WECC | PSCO | Public Service Company of Colorado | Natural Gas | Natural Gas Fired Combined Cycle | 3 | GT1; GT2; ST1 | 33 | 31 | 33 | NR | Commercial CHP | 13.8 | Q | [11 empty] | 1992
54374 | WECC | Sinclair Oil Refinery | 24205 | HF Sinclair Parco Refining LLC | 41.7795 | -107.1097 | 100 E Lincoln | Sinclair | WY | 82334 | Carbon | WECC | PACE | PacifiCorp - East | Mixed | Other Gases; Petroleum Liquids; Natural Gas Internal Combustion Engine | 4 | NO2; NO3; NO5; NO7 | 5 | 5 | 5 | NR | Industrial CHP | 230 | IND | [11 empty] | 1925
54386 | WECC | Little Wood Hydro Project | 11082 | Littlewood Irrigation District | 43.4252 | -114.0256 | Little Wood Reservoir Road | Carey | ID | 83320 | Blaine | WECC | IPCO | Idaho Power Company | Other | Conventional Hydroelectric | 1 | GEN1 | 2.8 | 2.4 | 2.6 | NR | IPP Non-CHP | 14.5 | P | [11 empty] | 1985
54387 | WECC | Weeks Falls | 57280 | Eagle Creek Renewable Energy, LLC | 47.4335 | -121.6483 | Highway I-90 | North Bend | WA | 98045 | King | WECC | PSEI | Puget Sound Energy | Other | Conventional Hydroelectric | 1 | GEN1 | 4.3 | 4.2 | 4.2 | NR | IPP Non-CHP | 34.5 | Q | [11 empty] | 1990
54394 | WECC | Dry Creek Project | 5385 | Dry Creek LLC | 44.0274 | -112.7194 | Highway 22 | Howe | ID | 83244 | Butte | WECC | PACE | PacifiCorp - East | Other | Conventional Hydroelectric | 1 | GEN1 | 3.6 | 2.2 | 1.5 | NR | IPP Non-CHP | 25 | Q | [11 empty] | 1987
54406 | MISO | Capitol Heat and Power | 18028 | State of Wisconsin | 43.0785 | -89.3773 | 624 East Main Street | Madison | WI | 53703 | Dane | MRO | MISO | Midcontinent Independent Transmission System Operator, Inc.. | Petroleum | Petroleum Liquids | 2 | P31; P32 | 2 | 2 | 2 | NR | Commercial Non-CHP | 4.16 | S | [11 empty] | 2011
54407 | MISO | Waupun Correctional Central Heating Plt | 18028 | State of Wisconsin | 43.6233 | -88.7297 | 400 S. Drummond St. | Waupun | WI | 53963 | Dodge | MRO | MISO | Midcontinent Independent Transmission System Operator, Inc.. | Mixed | Natural Gas Steam Turbine; Petroleum Liquids | 4 | 1; 2; 3; 4 | 4.3 | 4.3 | 4.3 | NR | Commercial CHP | 4.16 | S | [11 empty] | 1951
54408 | MISO | UW Madison Charter Street Plant | 18028 | State of Wisconsin | 43.07 | -89.4006 | 117 North Charter Street | Madison | WI | 53715 | Dane | MRO | MISO | Midcontinent Independent Transmission System Operator, Inc.. | Mixed | Natural Gas Steam Turbine; Petroleum Liquids | 2 | 1; 3 | 11 | 11 | 11 | NR | Commercial CHP | 13.8 | S | [11 empty] | 1965
54410 | WECC | Western Power & Steam Inc | 63997 | Western Power and Steam II LLC | 35.4405 | -119.0129 | 3300 Manor Street | Bakersfield | CA | 93308 | Kern | WECC | CISO | California Independent System Operator | Natural Gas | Natural Gas Fired Combustion Turbine | 1 | CTG | 27.7 | 19.6 | 19.5 | NR | Industrial CHP | 115 | IND | [11 empty] | 1990
54414 | MISO | John Deere Dubuque Works | 9765 | John Deere Dubuque Works | 42.5734 | -90.6926 | 18600 S. John Deere Rd, D136 | Dubuque | IA | 52001 | Dubuque | MRO | MISO | Midcontinent Independent Transmission System Operator, Inc.. | Petroleum | Petroleum Liquids | 6 | GE10; GEN5; GEN6; GEN7; GEN8; GEN9 | 9 | 8.4 | 8.4 | NR | Industrial Non-CHP | 13.8 | IND | [11 empty] | 1994
54415 | MISO | Cadillac Renewable Energy | 55600 | Cadillac Renewable Energy LLC | 44.2617 | -85.4352 | 1525 Miltner St. | Cadillac | MI | 49601 | Wexford | RFC | MISO | Midcontinent Independent Transmission System Operator, Inc.. | Other | Wood/Wood Waste Biomass | 1 | GEN2 | 44 | 38 | 38 | NR | IPP Non-CHP | 46 | Q | [11 empty] | 2020
54427 | MISO | Gaylord Container Bogalusa | 7043 | Temple-Inland Corp | 30.7811 | -89.8575 | 401 Avenue U | Bogalusa | LA | 70427 | Washington | SERC | MISO | Midcontinent Independent Transmission System Operator, Inc.. | Other | Wood/Wood Waste Biomass | 3 | NO10; NO8; NO9 | 99.5 | 91.8 | 93.6 | NR | Industrial CHP | 13.8 | IND | [11 empty] | 1979
54447 | WECC | Welport Lease Project | 60637 | Sentinel Peak Resources California, LLC | 35.3544 | -119.6617 | 22000 Franco Western Road | McKittrick | CA | 93251 | Kern | WECC | CISO | California Independent System Operator | Natural Gas | Natural Gas Fired Combustion Turbine | 1 | TI | 5 | 4 | 4.7 | NR | Industrial CHP | 12.5 | IND | N004 | [10 empty] | 1990
54449 | WECC | Dome Project | 60637 | Sentinel Peak Resources California, LLC | 35.2208 | -119.5831 | 25605 Westside Hwy | Fellows | CA | 93224 | Kern | WECC | CISO | California Independent System Operator | Natural Gas | Natural Gas Fired Combustion Turbine | 2 | T1; T2 | 6 | 5 | 5.4 | NR | Industrial CHP | 24 | IND | SO#1 | [10 empty] | 1988
54451 | WECC | Los Angeles Refinery Wilmington | 38215 | Phillips 66 - Los Angeles | 33.7686 | -118.2867 | 1660 W Anaheim St | Wilmington | CA | 90744 | Los Angeles | WECC | LDWP | Los Angeles Department of Water and Power | Other | Other Gases | 1 | G2 | 58.5 | 50 | 52 | NR | Industrial CHP | 34.5 | IND | [11 empty] | 1988
54453 | WECC | EDF Renewable Windfarm V Inc | 57170 | EDF Renewable Asset Holdings, Inc. | 38.1167 | -121.8333 | 6523 Montezuma Hills Road | Birds Landing | CA | 94512 | Solano | WECC | CISO | California Independent System Operator | Wind | Onshore Wind Turbine | 1 | GEN2 | 15.5 | 15.5 | 15.5 | NR | IPP Non-CHP | 34.5 | Q |  | 71 | GE | 262.5 | [7 empty] | 1990
54454 | WECC | San Gorgonio Windplant WPP1993 | 49963 | FPL Energy Operating Services, Inc. | 33.9184 | -116.5739 |  | North Palm Springs | CA | 92258 | Riverside | WECC | CISO | California Independent System Operator | Wind | Onshore Wind Turbine | 1 | GEN11 | 49.5 | 49.5 | 49.5 | NR | IPP Non-CHP | 12.47 | Q |  | 33 | GE | 213.3 | [7 empty] | 2011
54472 | WECC | Simplot Phosphates | 16968 | Simplot Phosphates LLC | 41.5417 | -109.1328 | 515 S Hwy 430 | Rock Springs | WY | 82901 | Sweetwater | WECC | PACE | PacifiCorp - East | Other | All Other | 1 | GEN1 | 11.5 | 11.5 | 11.5 | NR | Industrial CHP | 34.5 | IND | [11 empty] | 1986
54476 | WECC | Sumas Power Plant | 15500 | Puget Sound Energy Inc | 48.9905 | -122.2733 | 1340 Thompson Lane | Sumas | WA | 98295 | Whatcom | WECC | PSEI | Puget Sound Energy | Natural Gas | Natural Gas Fired Combined Cycle | 2 | GEN1; GEN2 | 125.5 | 125.5 | 137.3 | RE | Electric Utility | 115 | I | [11 empty] | 1993
54477 | WECC | Oroville Cogeneration LP | 66891 | Apex Power Generation Corp. | 39.492 | -121.5628 | 695 Cal Oak Rd. | Oroville | CA | 95965 | Butte | WECC | CISO | California Independent System Operator | Natural Gas | Natural Gas Internal Combustion Engine | 7 | GEN1; GEN2; GEN3; GEN4; GEN5; GEN6; GEN7 | 7.7 | 7.7 | 7.7 | NR | Industrial CHP | 63 | IND | [11 empty] | 1990
54512 | MISO | Domino Sugar Arabi Plant | 547 | American Sugar Refining Inc. | 29.9468 | -90.0018 | 7417 North Peters Street | Arabi | LA | 70032 | St Bernard | SERC | MISO | Midcontinent Independent Transmission System Operator, Inc.. | Natural Gas | Natural Gas Steam Turbine | 3 | TG1; TG2; TG3 | 14 | 7.7 | 6.8 | NR | Industrial CHP | 13.8 | Q | [11 empty] | 1949
54513 | PJM | WestRock (IL) | 30038 | WestRock (IL) | 41.7697 | -88.28 | 1601 East Mountain Street | Aurora | IL | 60505 | Kane | RFC | PJM | PJM Interconnection, LLC | Natural Gas | Natural Gas Internal Combustion Engine | 4 | E-1; E2-A; E2-B; E3 | 2.9 | 2.9 | 2.9 | NR | Industrial Non-CHP | 12.5 | IND | [11 empty] | 1992
54514 | WECC | Blind Canyon Hydro | 1851 | Blind Canyon Aquaranch, Inc. | 42.6998 | -114.8226 | 1424 Bob Barton Road | Wendell | ID | 83355 | Gooding | WECC | IPCO | Idaho Power Company | Other | Conventional Hydroelectric | 1 | 1 | 1.3 | 1.3 | 1.3 | NR | IPP Non-CHP | 34.5 | Q | [11 empty] | 1992
54517 | WECC | Sierra Pacific Sonora | 17164 | Sierra Pacific Industries | 37.9664 | -120.3178 | 14980 Camage Road | Standard | CA | 95370 | Tuolumne | WECC | CISO | California Independent System Operator | Other | Wood/Wood Waste Biomass | 1 | GEN3 | 7.5 | 6 | 6.4 | NR | Industrial Non-CHP | 120 | COM | [11 empty] | 2018
54518 | MISO | Formosa Plastics | 6564 | Formosa Plastics Corp | 30.4992 | -91.1872 | Gulf States Road | Baton Rouge | LA | 70805 | East Baton Rouge | SERC | MISO | Midcontinent Independent Transmission System Operator, Inc.. | Natural Gas | Natural Gas Fired Combustion Turbine; Natural Gas Steam Turbine | 4 | GT2; GT3; ST1; ST2 | 100.8 | 82 | 90 | NR | Industrial CHP | 230 | IND | [11 empty] | 1985
54523 | PJM | Hoffer Plastics | 8705 | Hoffer Plastics | 41.9989 | -88.3022 | 500 N. Collins Street | South Elgin | IL | 60177 | Kane | RFC | PJM | PJM Interconnection, LLC | Natural Gas | Natural Gas Internal Combustion Engine | 9 | GEN1; GEN2; GEN3; GEN4; GEN5; GEN6; GEN7; GEN8; GEN9 | 7.2 | 7.2 | 7.2 | NR | Industrial Non-CHP | 34 | IND | [11 empty] | 1992
54524 | WECC | Horseshoe Bend Hydroelectric Co | 8862 | Horseshoe Bend Hydroelectric Co | 43.9041 | -116.2442 | Highway 52, by Kennedy Lane | Horseshoe Bend | ID | 83629 | Boise | WECC | IPCO | Idaho Power Company | Other | Conventional Hydroelectric | 2 | GEN1; GEN2 | 9.4 | 9.4 | 9.4 | NR | IPP Non-CHP | 69 | Q | [11 empty] | 1995
54525 | PJM | Kankakee Hydro Facility | 26003 | Kankakee City of | 41.1128 | -87.8681 | 175 W. Water Street | Kankakee | IL | 60901 | Kankakee | RFC | PJM | PJM Interconnection, LLC | Other | Conventional Hydroelectric | 3 | 1; 2; 3 | 1.2 | 1.2 | 1.2 | NR | Commercial Non-CHP | 12.5 | M | [11 empty] | 1991
54533 | MISO | Southern Minnesota Beet Sugar | 17604 | Southern Minnesota Beet Sugar | 44.7964 | -95.1798 | 83550 Co. Road 21 | Renville | MN | 56284 | Renville | MRO | MISO | Midcontinent Independent Transmission System Operator, Inc.. | Coal | Conventional Steam Coal | 1 | 0001 | 7.5 | 7.5 | 7.5 | NR | Industrial CHP | 69 | IND | [11 empty] | 1976
54536 | MISO | Sumpter Energy Associates | 57249 | NextEra Renewable Fuels, LLC | 42.1057 | -83.4988 | 26981 Elwell Road | Belleville | MI | 48111 | Wayne | RFC | MISO | Midcontinent Independent Transmission System Operator, Inc.. | Other | Landfill Gas | 14 | 0202; 0203; 0204; 0205; 0386; 0388; 0389; 0392; 0435; 0437; 0440; 0447; 0464; 0467 | 11.2 | 11.2 | 11.2 | NR | IPP Non-CHP | 40 | Q | [11 empty] | 1992
54537 | WECC | Ferndale Generating Station | 15500 | Puget Sound Energy Inc | 48.829 | -122.6851 | 5105 Lake Terrell Road | Ferndale | WA | 98248 | Whatcom | WECC | PSEI | Puget Sound Energy | Natural Gas | Natural Gas Fired Combined Cycle | 3 | CT1A; CT1B; ST1 | 285.5 | 270 | 286 | RE | Electric Utility | 115 | I | [11 empty] | 1994
54539 | MISO | Venice Resources Gas Recovery | 54842 | WM Renewable Energy LLC | 42.985 | -83.9764 | 9536 Lennon Road | Lennon | MI | 48449 | Shiawassee | RFC | MISO | Midcontinent Independent Transmission System Operator, Inc.. | Other | Landfill Gas | 2 | GEN1; GEN2 | 1.6 | 1.6 | 1.6 | NR | IPP Non-CHP | 8 | IND | Zonal | [10 empty] | 1992
54540 | PJM | Charter Dura-Bar | 20328 | Wells Manufacturing Co | 42.2891 | -88.413 | 1800 W. Lake Shore Dr. | Woodstock | IL | 60098 | McHenry | RFC | PJM | PJM Interconnection, LLC | Natural Gas | Natural Gas Internal Combustion Engine | 6 | 1A; 1B; 2A; 2B; 3A; 3B | 6 | 5.4 | 6 | NR | Industrial Non-CHP | 12.6 | IND | [11 empty] | 1992
54554 | WECC | Spicer Meadow Project | 40613 | Northern California Power Agny | 38.3914 | -120.0008 | 477 Bret Hart Drive | Murphys | CA | 95247 | Tuolumne | WECC | CISO | California Independent System Operator | Other | Conventional Hydroelectric | 3 | GEN1; GEN2; GEN3 | 5.9 | 5.5 | 5.5 | RE | Electric Utility | 21 | P | SPICER_1_UNITS-APND | [10 empty] | 1989
54555 | WECC | Collierville Powerhouse | 40613 | Northern California Power Agny | 38.1446 | -120.3805 | 477 Bret hart Drive | Murphys | CA | 92547 | Calaveras | WECC | CISO | California Independent System Operator | Other | Conventional Hydroelectric | 2 | GEN1; GEN2 | 253 | 253 | 253 | RE | Electric Utility | 230 | P | COLVIL_7_PL1x2-APND | [10 empty] | 1989
54556 | PJM | Ingredion Incorporated | 4222 | Ingredion Inc - Illinois | 41.7775 | -87.8233 | 6400 South Archer Ave | Bedford Park | IL | 60501 | Cook | RFC | PJM | PJM Interconnection, LLC | Natural Gas | Natural Gas Fired Combustion Turbine; Natural Gas Steam Turbine | 4 | TG03; TG04; TGO1; TGO2 | 54.6 | 51 | 52 | NR | Industrial CHP | 34.5 | IND | [11 empty] | 1991
54558 | WECC | Hazelton B Hydro | 8365 | Hazelton/Wilson Joint Venture | 42.6051 | -114.093 | 2832 State Highway 25 | Hazelton | ID | 83335 | Jerome | WECC | IPCO | Idaho Power Company | Other | Conventional Hydroelectric | 2 | U1; U2 | 7.6 | 7.6 | 7.6 | NR | IPP Non-CHP | 12.46 | Q | [11 empty] | 1993
54562 | WECC | Longview Fibre | 11169 | Longview Fibre Co | 46.1039 | -122.9184 | 300 Fibre Way | Longview | WA | 98632 | Cowlitz | WECC | BPAT | Bonneville Power Administration | Other | Wood/Wood Waste Biomass | 2 | 6; 7 | 45 | 47 | 47 | NR | Industrial CHP | 115 | IND | [11 empty] | 1958
54567 | WECC | MM Yolo Power | 61324 | Yolo County Community Services Department | 38.5963 | -121.6875 | 44090 Road 28H, Box #3 | Woodland | CA | 95776 | Yolo | WECC | CISO | California Independent System Operator | Other | Landfill Gas | 5 | 1; 2; 3; 4; 5 | 3.6 | 3.3 | 3.3 | NR | IPP Non-CHP | 12.5 | P | [11 empty] | 1990
54569 | PJM | Bayville Central Facility | 13943 | Ocean County Utilities Auth | 39.9094 | -74.178 | 501 Hickory Lane | Bayville | NJ | 8721 | Ocean | RFC | PJM | PJM Interconnection, LLC | Mixed | Other Waste Biomass; Petroleum Liquids; Solar Photovoltaic | 8 | COG1; COG2; COG3; COG4; COG5; COG6; COG7; CPV1 | 7.1 | 7.1 | 7 | NR | Commercial CHP | 34.5 | P |  |  |  |  | 1.4 | [6 empty] | 1988
54594 | WECC | University of Arizona - Biosphere 2 | 55994 | University of Arizona - Biosphere 2 | 32.578 | -110.8526 | 32540 S. Biosphere Road | Oracle | AZ | 85623 | Pinal | WECC | WALC | Western Area Power Administration - Desert Southwest Region | Mixed | Petroleum Liquids; Natural Gas Internal Combustion Engine | 2 | G-1; G-4 | 3.1 | 3.1 | 3.1 | NR | Commercial Non-CHP | 12.74 | S | [11 empty] | 1990
54604 | MISO | Warner Lambert | 56478 | University of Michigan NCampus Research | 42.2993 | -83.7053 | 2800 Plymouth Rd | Ann Arbor | MI | 48105 | Washtenaw | RFC | MISO | Midcontinent Independent Transmission System Operator, Inc.. | Mixed | Petroleum Liquids; Natural Gas Fired Combustion Turbine | 6 | 016E; 0550; 085-1; 085-2; 5164; 800-1 | 12.4 | 12.2 | 12.6 | NR | Commercial CHP | 40 | COM | [11 empty] | 1989
54625 | PJM | Reworld Plymouth LLC | 56646 | Reworld Waste LLC | 40.0967 | -75.3103 | 1155 Conshohocken Road | Conshohocken | PA | 19428 | Montgomery | RFC | PJM | PJM Interconnection, LLC | Other | Municipal Solid Waste | 1 | TGI | 32.1 | 28 | 28 | NR | Commercial Non-CHP | 138 | Q | PECO | [10 empty] | 1991
54628 | WECC | Phelps Dodge Refining | 14925 | Phelps Dodge Refining Corp | 31.7645 | -106.3913 | 850 HAWKINS | El Paso | TX | 79915 | El Paso | WECC | EPE | El Paso Electric Company | Natural Gas | Natural Gas Fired Combustion Turbine | 5 | 2607; 2608; 3001; 3002; 3003 | 19.6 | 14.8 | 17.4 | NR | Industrial CHP | 13.8 | IND | [11 empty] | 1986
54630 | WECC | American Gypsum Cogeneration | 54839 | Eagle Materials Co LLC | 39.6486 | -106.9494 | 740 Hwy 6 | Gypsum | CO | 81637 | Eagle | WECC | PSCO | Public Service Company of Colorado | Mixed | Petroleum Liquids; Natural Gas Fired Combustion Turbine | 4 | D-1; D-2; T-1; T-2 | 9.6 | 7.6 | 8.4 | NR | Industrial CHP | 480 | IND | [11 empty] | 1990
54634 | PJM | St Nicholas Cogen Project | 16793 | Schuylkill Energy Resource Inc | 40.8222 | -76.1736 | Hwy 54 E, Twp Rt. 851 | Shenandoah | PA | 17976 | Schuylkill | RFC | PJM | PJM Interconnection, LLC | Coal | Conventional Steam Coal | 1 | SNCP | 99.2 | 86 | 86 | NR | IPP CHP | 69 | Q | 50601 | [10 empty] | 1990
54637 | MISO | JCO Oxides Olefins Plant | 30052 | Indorama Ventures | 29.9635 | -93.9297 | 6001 Hwy 366 | Port Neeches | TX | 77651 | Jefferson | SERC | MISO | Midcontinent Independent Transmission System Operator, Inc.. | Natural Gas | Natural Gas Fired Combustion Turbine | 2 | GCG1; GCG2 | 73.8 | 61 | 71 | NR | Industrial CHP | 69 | IND | [11 empty] | 1992
54638 | PJM | Johnsonburg Mill | 56137 | Domtar LLC | 41.4915 | -78.6758 | 100 Center Street | Johnsonburg | PA | 15845 | Elk | RFC | PJM | PJM Interconnection, LLC | Other | Wood/Wood Waste Biomass | 1 | PT1 | 54 | 49 | 49 | NR | Industrial CHP | 115 | IND | 50785 | [10 empty] | 1993
54640 | PJM | NAEA Lakewood LLC | 60789 | Essential Power Operating Company, LLC | 40.0613 | -74.1686 | 123 Energy Way | Lakewood | NJ | 8701 | Ocean | RFC | PJM | PJM Interconnection, LLC | Natural Gas | Natural Gas Fired Combined Cycle | 3 | GEN1; GEN2; GEN3 | 236.8 | 265 | 280 | NR | IPP Non-CHP | 230 | Q | [11 empty] | 1994
54647 | WECC | TPC Windfarms LLC | 2770 | Terra-Gen Operating Co-Wind | 35.05 | -118.2572 | 7021 Oak Creek Road | Mojave | CA | 93501 | Kern | WECC | CISO | California Independent System Operator | Wind | Onshore Wind Turbine | 1 | EXIS | 28.7 | 28.7 | 28.7 | NR | IPP Non-CHP | 66 | Q |  | 100 | Danwin | 80 | [7 empty] | 1986
54654 | WECC | Kekawaka Power House | 57280 | Eagle Creek Renewable Energy, LLC | 40.0941 | -123.509 | 4195 Bear Butte Road | Mirinda | CA | 95495 | Trinity | WECC | CISO | California Independent System Operator | Other | Conventional Hydroelectric | 1 | KEK1 | 4.9 | 4.9 | 4.9 | NR | IPP Non-CHP | 60 | Q | [11 empty] | 1989
54655 | PJM | Schoolfield Dam | 57280 | Eagle Creek Renewable Energy, LLC | 36.5768 | -79.4325 | 1936 Memorial Drive | Danville | VA | 24541 | Pittsylvania | SERC | PJM | PJM Interconnection, LLC | Other | Conventional Hydroelectric | 3 | SCH1; SCH2; SCH3 | 4.5 | 4.5 | 4.5 | NR | IPP Non-CHP | 13.9 | Q | [11 empty] | 1990
54661 | MISO | Pheasant Run Landfill Gas Recovery | 54842 | WM Renewable Energy LLC | 42.5825 | -88.0436 | 19414 60th Street | Bristol | WI | 53104 | Kenosha | RFC | MISO | Midcontinent Independent Transmission System Operator, Inc.. | Other | Landfill Gas | 11 | GE10; GE11; GEN1; GEN2; GEN3; GEN4; GEN5; GEN6; GEN7; GEN8; GEN9 | 8.8 | 8.8 | 8.8 | NR | IPP Non-CHP | 28 | IND | WE | [10 empty] | 1992
54662 | PJM | Woodland Landfill Gas Recovery | 54843 | WM Illinois Renewable Energy LLC | 41.981 | -88.2745 | 7 N. 500 Route 25 | South Elgin | IL | 60177 | Kane | RFC | PJM | PJM Interconnection, LLC | Other | Landfill Gas | 4 | GEN1; GEN2; GEN3; GEN4 | 4.8 | 4.8 | 4.8 | NR | IPP Non-CHP | 13 | COM | Zonal | [10 empty] | 1992
54665 | WECC | Steamboat II | 18031 | Steamboat Development Corp | 39.3956 | -119.7468 | 1010 Power Plant Dr | Reno | NV | 89521 | Washoe | WECC | NEVP | Nevada Power Company | Mixed | Solar Photovoltaic; Geothermal | 3 | SB2SL; T201; T202 | 26.1 | 19.3 | 23.4 | NR | IPP Non-CHP | 120 | Q |  |  |  |  | 8.3 | Y | [5 empty] | 1992
54666 | WECC | Steamboat III | 18031 | Steamboat Development Corp | 39.3944 | -119.7475 | 1010 Power Plant Dr | Reno | NV | 89521 | Washoe | WECC | NEVP | Nevada Power Company | Mixed | Solar Photovoltaic; Geothermal | 3 | SB3SL; T301; T302 | 26.1 | 19.3 | 23.4 | NR | IPP Non-CHP | 120 | Q |  |  |  |  | 8.3 | Y | [5 empty] | 1992
54667 | WECC | Chino Mines | 3670 | FreePort-McMoRan-Corp-Chino Mines | 32.6956 | -108.1225 | 210 Cortez Ave. | Hurley | NM | 88043 | Grant | WECC | PNM | Public Service Company of New Mexico | Natural Gas | Natural Gas Fired Combined Cycle | 2 | 7; 9 | 54 | 50.4 | 55.5 | NR | Industrial Non-CHP | 115 | IND | [11 empty] | 1959
54668 | WECC | Falls River Hydro | 11782 | Marysville Hydro Partners | 44.0597 | -111.3535 | 1238 N. 4000 East | Ashton | ID | 83420 | Fremont | WECC | BPAT | Bonneville Power Administration | Other | Conventional Hydroelectric | 2 | 1; 2 | 9 | 9 | 9 | NR | IPP Non-CHP | 12 | Q | [11 empty] | 1993
54674 | WECC | Ford Hydro LP | 6527 | Ford Hydro Ltd Partnership | 46.3838 | -115.9493 | State Highway 11 | Weippe | ID | 83553 | Clearwater | WECC | AVA | Avista Corporation | Other | Conventional Hydroelectric | 3 | GEN1; GEN2; GEN3 | 1.2 | 0.6 | 1.5 | NR | IPP Non-CHP | 16 | Q | [11 empty] | 1988
54677 | MISO | CII Carbon LLC | 4660 | CII Carbon LLC | 29.9327 | -89.9782 | 700 Coke Plant Rd | Chalmette | LA | 70043 | St Bernard | SERC | MISO | Midcontinent Independent Transmission System Operator, Inc.. | Other | All Other | 2 | TG-2; TG-3 | 46 | 46 | 46 | NR | Industrial CHP | 13.8 | IND | [11 empty] | 1951
54678 | MISO | Sidney A Murray Jr Hydroelectric | 6371 | First National Bank-Commerce | 31.088 | -91.6189 | 5707 Hwy. 15 | Vidalia | LA | 71373 | Concordia | SERC | MISO | Midcontinent Independent Transmission System Operator, Inc.. | Other | Conventional Hydroelectric | 8 | 01; 02; 03; 04; 05; 06; 07; 08 | 192 | 192 | 192 | NR | IPP Non-CHP | 115 | Q | [11 empty] | 1990
54679 | WECC | Boulder City Lakewood Hydro | 1994 | Boulder City of | 40.0111 | -105.3347 | 1094 Betasso Drive | Boulder | CO | 80306 | Boulder | WECC | PSCO | Public Service Company of Colorado | Other | Conventional Hydroelectric | 1 | 0001 | 3.5 | 3.5 | 3.5 | NR | IPP Non-CHP | 25 | M | [11 empty] | 2004
54680 | WECC | Boulder City Betasso Hydro Plant | 1994 | Boulder City of | 40.0111 | -105.3347 | 1094 Betasso Drive | Boulder | CO | 80306 | Boulder | WECC | PSCO | Public Service Company of Colorado | Other | Conventional Hydroelectric | 1 | 0001 | 3 | 3 | 3 | NR | IPP Non-CHP | 25 | M | [11 empty] | 1987
54686 | WECC | Difwind Farms Ltd VI | 2770 | Terra-Gen Operating Co-Wind | 35.0506 | -118.1714 | 7021 Oak Creek Road | Mojave | CA | 93501 | Kern | WECC | CISO | California Independent System Operator | Wind | Onshore Wind Turbine | 1 | EXIS | 27.1 | 25.3 | 25.3 | NR | IPP Non-CHP | 12 | Q |  | 251 | Micon | 131.2 | [7 empty] | 1987
54689 | WECC | Heber Geothermal | 49748 | ORCAL Geothermal, Inc | 32.7146 | -115.518 | 895 Pitzer Road | Heber | CA | 92249 | Imperial | WECC | IID | Imperial Irrigation District | Other | Geothermal | 5 | 3; 4; OEC1; OEC11; OEC2 | 91.5 | 63.5 | 91.5 | NR | IPP Non-CHP | 92 | Q | [11 empty] | 2006
54690 | WECC | Amalgamated Sugar LLC Nampa | 24206 | Amalgamated Sugar Co-Nampa | 43.6058 | -116.5753 | 138 Karcher | Nampa | ID | 83651 | Canyon | WECC | IPCO | Idaho Power Company | Natural Gas | Natural Gas Steam Turbine | 2 | 2250; 6500 | 8.2 | 8.2 | 8.2 | NR | Industrial CHP | 12.6 | IND | [11 empty] | 1948
54694 | WECC | Yuma Cogeneration Associates | 49919 | Falcon Power Operating Company | 32.7288 | -114.6541 | 280 North 27th Drive | Yuma | AZ | 85364 | Yuma | WECC | AZPS | Arizona Public Service Company | Natural Gas | Natural Gas Fired Combined Cycle | 2 | GEN1; GEN2 | 62.6 | 52.2 | 53.9 | NR | IPP CHP | 69 | Q | NGILA_5 N008; NGILA 5 N008 | [10 empty] | 1994
54700 | MISO | Metro Methane Recovery Facility | 54842 | WM Renewable Energy LLC | 41.5989 | -93.355 | 12161 12th Street NE | Mitchellville | IA | 50169 | Polk | MRO | MISO | Midcontinent Independent Transmission System Operator, Inc.. | Other | Landfill Gas | 11 | GEN1; GEN10; GEN11; GEN12; GEN2; GEN3; GEN4; GEN5; GEN6; GEN7; GEN8 | 11.2 | 11.2 | 11.2 | NR | IPP Non-CHP | 13 | IND | Zonal | [10 empty] | 1998
54710 | MISO | Alliant SBD 9205 A Y McDonald | 361 | Industrial Energy Applications Inc | 42.4906 | -90.745 | 4800 Chavenelle Road | Dubuque | IA | 52002 | Dubuque | MRO | MISO | Midcontinent Independent Transmission System Operator, Inc.. | Petroleum | Petroleum Liquids | 3 | 0001; 0002; 0003 | 3.6 | 3.6 | 3.6 | NR | IPP Non-CHP | 0.48 | Q | [11 empty] | 1990
54712 | MISO | Alliant SBD 9201 Norplex | 361 | Industrial Energy Applications Inc | 43.0906 | -91.5542 | 665 Lybrand St | Postville | IA | 52162 | Allamakee | MRO | MISO | Midcontinent Independent Transmission System Operator, Inc.. | Petroleum | Petroleum Liquids | 2 | 0002; 0044 | 2.1 | 2.1 | 2.1 | NR | IPP Non-CHP | 0.48 | Q | [11 empty] | 1988
54715 | MISO | Alliant SBD 9107 JBS USA | 361 | Industrial Energy Applications Inc | 42.056 | -92.8971 | North 9th Ave | Marshalltown | IA | 50158 | Marshall | MRO | MISO | Midcontinent Independent Transmission System Operator, Inc.. | Petroleum | Petroleum Liquids | 7 | 2665; 2688; 2689; 4644; 4658; 4659; 4660 | 11.4 | 11.4 | 11.4 | NR | IPP Non-CHP | 24.9 | Q | [11 empty] | 1992
54716 | MISO | Alliant SBD 8602 Marion Sub | 361 | Industrial Energy Applications Inc | 42.0289 | -91.5975 | 190 12th Street | Marion | IA | 52405 | Linn | MRO | MISO | Midcontinent Independent Transmission System Operator, Inc.. | Petroleum | Petroleum Liquids | 4 | 1536; 2734; 2741; 2785 | 5.6 | 5.6 | 5.6 | NR | IPP Non-CHP | 12.47 | Q | [11 empty] | 1986
54717 | MISO | Alliant SBD 9106 Rockwell CR | 361 | Industrial Energy Applications Inc | 42.0356 | -91.6458 | 400 Collins Road NE | Cedar Rapids | IA | 52498 | Linn | MRO | MISO | Midcontinent Independent Transmission System Operator, Inc.. | Petroleum | Petroleum Liquids | 10 | 2671; 2672; 2675; 2678; 2679; 2682; 2683; 2684; 2685; 2690 | 16 | 16 | 16 | NR | IPP Non-CHP | 13.2 | Q | [11 empty] | 1992
54718 | MISO | Alliant SBD 9206 Donaldson | 361 | Industrial Energy Applications Inc | 43.3744 | -92.1331 | 111 Donaldson Court | Cresco | IA | 52136 | Howard | MRO | MISO | Midcontinent Independent Transmission System Operator, Inc.. | Petroleum | Petroleum Liquids | 1 | 4632 | 1.6 | 1.6 | 1.6 | NR | IPP Non-CHP | 0.48 | Q | [11 empty] | 1995
54719 | MISO | Alliant SBD 9203 Profol | 56189 | American Profol Incorporated | 41.935 | -91.6361 | 4333 C St SW | Cedar Rapids | IA | 52404 | Linn | MRO | MISO | Midcontinent Independent Transmission System Operator, Inc.. | Petroleum | Petroleum Liquids | 3 | 6916; 6917; 6918 | 5.6 | 5.6 | 5.6 | NR | IPP Non-CHP | 0.48 | IND | [11 empty] | 1996
54721 | WECC | Warm Springs Power Enterprises | 20100 | Warm Springs Power Enterprises | 44.7242 | -121.2477 | 5180 Jackson Trail Road | Warm Springs | OR | 97761 | Jefferson | WECC | PACW | PacifiCorp - West | Other | Conventional Hydroelectric | 1 | 0001 | 19.6 | 18.5 | 18.5 | NR | IPP Non-CHP | 69 | Q | [11 empty] | 1982
54723 | PJM | I 95 Landfill Phase II | 57249 | NextEra Renewable Fuels, LLC | 38.6892 | -77.2375 | 9898B Furnace Raod | Lorton | VA | 22079 | Fairfax | SERC | PJM | PJM Interconnection, LLC | Other | Landfill Gas | 4 | UNT1; UNT2; UNT3; UNT4 | 3.2 | 3.2 | 3.2 | NR | IPP Non-CHP | 34 | Q | [11 empty] | 1993
54724 | WECC | Ormesa II | 34691 | Ormat Nevada Inc | 32.7881 | -115.2481 | 3300 East Evan Hewes Highway | Holtville | CA | 92250 | Imperial | WECC | IID | Imperial Irrigation District | Other | Geothermal | 2 | OEC21; OEC22 | 24 | 16 | 24 | NR | IPP Non-CHP | 92 | Q | [11 empty] | 1989
54729 | WECC | Taylor Draw Hydroelectric Facility | 16070 | Rio Blanco Water Conserv Dist | 40.1063 | -108.7112 | 24545 Hwy 64 East | Rangely | CO | 81648 | Rio Blanco | WECC | WACM | Western Area Power Administration - Rocky Mountain Region | Other | Conventional Hydroelectric | 1 | COX1 | 2.3 | 2 | 2 | NR | IPP Non-CHP | 12.5 | P | [11 empty] | 1993
54731 | MISO | Hendricks Regional Health | 8453 | Hendricks Regional Health | 39.7615 | -86.5016 | 100 East Main Street | Danville | IN | 46122 | Hendricks | RFC | MISO | Midcontinent Independent Transmission System Operator, Inc.. | Petroleum | Petroleum Liquids | 6 | GE06; GEO1; GEO2; GEO3; GEO4; GEO5 | 4.3 | 4.3 | 4.3 | NR | Commercial Non-CHP | 69 | M | [11 empty] | 1992 | 2025
54734 | WECC | Freeport McMoRan | 14989 | Freeport McMoRan Inc | 32.6618 | -108.3628 | Highway 90 S., Tyrone Mine Rd | Tyrone | NM | 88065 | Grant | WECC | PNM | Public Service Company of New Mexico | Petroleum | Petroleum Liquids | 10 | 1; 11; 12; 13; 14; 15; 3; 4; 7; 8 | 30.4 | 29 | 29 | NR | Industrial Non-CHP | 115 | IND | [11 empty] | 1967
54735 | MISO | Alliant SBD 9301 Prairie Farms | 361 | Industrial Energy Applications Inc | 42.53 | -90.6847 | 3510 Central Ave | Dubuque | IA | 52001 | Dubuque | MRO | MISO | Midcontinent Independent Transmission System Operator, Inc.. | Petroleum | Petroleum Liquids | 3 | 0079; 0080; 0081 | 3.5 | 3.5 | 3.5 | NR | IPP Non-CHP | 0.48 | Q | [11 empty] | 1993
54744 | MISO | District 70 Transco Gas Pipe Line | 19102 | Transcontinental Gas PL Corp | 31.2479 | -90.1991 | 967 Hwy 583 | Tylertown | MS | 39667 | Walthall | SERC | MISO | Midcontinent Independent Transmission System Operator, Inc.. | Other | All Other | 2 | 001; 002 | 1.6 | 1.4 | 1.6 | NR | Commercial Non-CHP | 115 | COM | [11 empty] | 1951
54746 | PJM | Wheelabrator Falls | 20541 | Wheelabrator Environmental Systems | 40.1626 | -74.7682 | 1201 New Ford Mill Road | Morrisville | PA | 19067 | Bucks | RFC | PJM | PJM Interconnection, LLC | Other | Municipal Solid Waste | 1 | WFI1 | 53.3 | 43.9 | 43.6 | NR | IPP Non-CHP | 230 | COM | 50485 | [10 empty] | 1994
54749 | WECC | Goal Line LP | 22269 | Goal Line LP | 33.1185 | -117.0995 | 555 N. Tulip Street | Escondido | CA | 92025 | San Diego | WECC | CISO | California Independent System Operator | Natural Gas | Natural Gas Fired Combined Cycle | 2 | CTG; STG | 51.4 | 49.4 | 49.4 | NR | IPP CHP | 69 | Q | GOALLINE_6_N001 | [10 empty] | 1994
54750 | WECC | Coram Tehachapi | 64260 | Nextera Energy Resources | 35.0663 | -118.3394 | 6703 Oak creek Road | Tehachapi | CA | 93501 | Kern | WECC | CISO | California Independent System Operator | Wind | Onshore Wind Turbine | 1 | VW1 | 6.5 | 6.5 | 6.5 | NR | IPP Non-CHP | 66 | Q |  | 29 | Vestas | 140 | [7 empty] | 1992
54751 | MISO | Genesee Power Station LP | 3836 | NorthStar Clean Energy | 43.0851 | -83.6694 | 5310 N Dort Hwy | Flint | MI | 48505 | Genesee | RFC | MISO | Midcontinent Independent Transmission System Operator, Inc.. | Other | Wood/Wood Waste Biomass | 1 | GEN1 | 39.5 | 35 | 35 | NR | IPP Non-CHP | 46 | Q | cons.genesee & cons.geneseps | [10 empty] | 1995
54753 | WECC | Lateral 10 Ventures | 10723 | Lateral 10 Ventures | 42.6474 | -114.8903 | Hwy 30 mile post 194 | Buhl | ID | 83316 | Twin Falls | WECC | IPCO | Idaho Power Company | Other | Conventional Hydroelectric | 1 | GEN1 | 2.4 | 2.3 | 2.2 | NR | IPP Non-CHP | 96 | Q | [11 empty] | 1984
54756 | MISO | Coopersville | 55858 | Energy Developments, Inc d/b/a EDL | 43.0473 | -85.9562 | 15362 68th Avenue | Coopersville | MI | 49404 | Ottawa | RFC | MISO | Midcontinent Independent Transmission System Operator, Inc.. | Other | Landfill Gas | 7 | 3-1; 3-2; 3-3; 3-4; 3-5; 3-6; 3-7 | 6.4 | 6.4 | 6.4 | NR | IPP Non-CHP | 46 | Q | [11 empty] | 1994
54757 | MISO | Grand Blanc Generating Station | 55858 | Energy Developments, Inc d/b/a EDL | 42.9088 | -83.7251 | 2361 West Grand Blanc Road | Grand Blanc | MI | 48439 | Genesee | RFC | MISO | Midcontinent Independent Transmission System Operator, Inc.. | Other | Landfill Gas | 7 | 4-1; 4-2; 4-3; 4-4; 4-5; 4-7; 4-8 | 7.2 | 7.2 | 7.2 | NR | IPP Non-CHP | 46 | Q | [11 empty] | 1994
54761 | WECC | Hermiston Generating Plant | 8503 | Hermiston Generating Co LP | 45.8042 | -119.37 | 78145 Westland Road | Hermiston | OR | 97838 | Umatilla | WECC | PACW | PacifiCorp - West | Natural Gas | Natural Gas Fired Combined Cycle | 4 | GEN1; GEN2; GEN3; GEN4 | 621.2 | 464 | 486 | NR | IPP CHP | 230 | Q | [11 empty] | 1996
54768 | WECC | Live Oak Limited | 60662 | WCAC Operating Company | 35.4837 | -119.0298 | 7001 Granite Road | Bakersfield | CA | 93308 | Kern | WECC | CISO | California Independent System Operator | Natural Gas | Natural Gas Fired Combustion Turbine | 1 | GEN1 | 46 | 46 | 48 | NR | IPP CHP | 115 | Q | [11 empty] | 1992
54775 | MISO | University of Iowa Main Power Plant | 19539 | University of Iowa | 41.6572 | -91.54 | 207 Burlington St. W. | Iowa City | IA | 52242 | Johnson | MRO | MISO | Midcontinent Independent Transmission System Operator, Inc.. | Mixed | Petroleum Liquids; Natural Gas Internal Combustion Engine; Natural Gas Steam Turbine | 8 | DG7; GEN10; GEN12; GEN13; GEN6; GEN7; GEN8; GEN9 | 40.5 | 40.5 | 40.5 | NR | Commercial CHP | 69 | S | [11 empty] | 1974
54780 | MISO | University of Illinois Abbott Power Plt | 19528 | University of Illinois | 40.1052 | -88.2415 | 1117 S Oak | Champaign | IL | 61820 | Champaign | SERC | MISO | Midcontinent Independent Transmission System Operator, Inc.. | Natural Gas | Natural Gas Steam Turbine; Natural Gas Fired Combustion Turbine | 11 | T1; T10; T11; T12; T2; T3; T4; T6; T7; T8; T9 | 80.3 | 79.3 | 84.3 | NR | Commercial CHP | 69 | S | [11 empty] | 1940
54785 | PJM | Grays Ferry Cogeneration | 7564 | Grays Ferry Cogen Partnership | 39.9422 | -75.1881 | 2600 Christian Street | Philadelphia | PA | 19146 | Philadelphia | RFC | PJM | PJM Interconnection, LLC | Natural Gas | Natural Gas Steam Turbine; Natural Gas Fired Combustion Turbine | 2 | GEN1; GEN2 | 192.6 | 170.6 | 183.6 | NR | IPP CHP | 230 | Q | GRAYFR_113 KV 1 GEN; GRAYFR_113 KV 1 CT | [10 empty] | 1997
54788 | PJM | Evanston Township High School | 6883 | Evanston Board of Education | 42.044 | -87.6996 | 1912 Lake Street | Evanston | IL | 60201 | Cook | RFC | PJM | PJM Interconnection, LLC | Natural Gas | Natural Gas Internal Combustion Engine | 3 | GEN1; GEN2; GEN3 | 2.4 | 2.4 | 2.4 | NR | Commercial Non-CHP | 41.8 | COM | [11 empty] | 1992
54790 | PJM | CSL Behring LLC | 8683 | CSL Behring LLC | 41.1603 | -87.8542 | Route 50 & Armour Road | Bradley | IL | 60915 | Kankakee | RFC | PJM | PJM Interconnection, LLC | Natural Gas | Natural Gas Fired Combustion Turbine | 1 | GEN1 | 4.2 | 3.8 | 5.3 | NR | Industrial CHP | 12.5 | IND | [11 empty] | 1993
54793 | MISO | Storm Lake 1 | 59496 | ALLETE Clean Energy | 42.6878 | -95.405 | 5320 50th Ave | Alta | IA | 51002 | Buena Vista | MRO | MISO | Midcontinent Independent Transmission System Operator, Inc.. | Wind | Onshore Wind Turbine | 3 | 2; 3; EXIS | 113.9 | 105.7 | 105.7 | NR | IPP Non-CHP | 161 | Q | MISO | 140 | Zond | 217 | [7 empty] | 1999
54795 | PJM | Domino Sugar Baltimore | 5277 | American Sugar Refining, Inc. | 39.2744 | -76.5956 | 1100 Key Highway East | Baltimore | MD | 21230 | Baltimore City | RFC | PJM | PJM Interconnection, LLC | Natural Gas | Natural Gas Steam Turbine | 3 | GEN1; GEN2; GEN4 | 17.5 | 17.5 | 17.5 | NR | Industrial CHP | 13.2 | Q | [11 empty] | 1955
54800 | WECC | Saint Agnes Medical Center | 16578 | Saint Agnes Medical Center | 36.8347 | -119.7667 | 1303 E. Herndon Avenue | Fresno | CA | 93720 | Fresno | WECC | CISO | California Independent System Operator | Natural Gas | Natural Gas Fired Combustion Turbine | 2 | 9911; 9929 | 7 | 5.4 | 4.4 | NR | Commercial CHP | 21 | COM | [11 empty] | 2001
54809 | WECC | University of Washington Power Plant | 19664 | University of Washington | 47.6539 | -122.3036 | 3900 Jefferson Road | Seattle | WA | 98195 | King | WECC | SCL | Seattle City Light | Mixed | Petroleum Liquids; Natural Gas Steam Turbine | 7 | DG3; DG4; DG5; DG6; DG7; DRUPS; TG3 | 15 | 15 | 15 | NR | Commercial CHP | 26 | S | [11 empty] | 1993
54812 | WECC | Mile 28 Water Power Project | 62045 | Wood Hydro, LLC | 42.7401 | -114.1612 | 28 Milner Gooding Canal | Eden | ID | 83325 | Jerome | WECC | IPCO | Idaho Power Company | Other | Conventional Hydroelectric | 2 | 1; 2 | 1.4 | 1.4 | 1.2 | NR | IPP Non-CHP | 34.5 | Q | [11 empty] | 1994
54829 | PJM | Bristol Myers Squibb New Brunswick | 2265 | Bristol-Myers Squibb Co | 40.4757 | -74.4462 | PO BOX 191 One Squibb Drive | New Brunswick | NJ | 8903 | Middlesex | RFC | PJM | PJM Interconnection, LLC | Natural Gas | Natural Gas Fired Combustion Turbine; Natural Gas Steam Turbine | 2 | GEN1; GEN2 | 10.5 | 9.4 | 11.5 | NR | Industrial CHP | 26.4 | IND | [11 empty] | 1992
54832 | PJM | Brandywine Power Facility | 14410 | KMC Thermo, LLC | 38.6681 | -76.8678 | 16400 Mattawoman Drive | Brandywine | MD | 20613 | Prince Georges | RFC | PJM | PJM Interconnection, LLC | Natural Gas | Natural Gas Fired Combined Cycle | 3 | 1; 2; 3 | 288.8 | 230 | 254 | NR | IPP CHP | 230 | Q | [11 empty] | 1996
54835 | MISO | Evonik Industries AG | 56537 | Evonik Degussa Corporation | 40.3872 | -86.9391 | 1650 Lilly Rd | Lafayette | IN | 47909 | Tippecanoe | RFC | MISO | Midcontinent Independent Transmission System Operator, Inc.. | Petroleum | Petroleum Liquids | 1 | T121 | 1.2 | 1.2 | 1.2 | NR | Industrial Non-CHP | 138 | IND | [11 empty] | 1992
54844 | PJM | Gordonsville Energy LP | 19876 | Virginia Electric & Power Co | 38.1247 | -78.2035 | 115 Red Hill Road | Gordonsville | VA | 22942 | Louisa | SERC | PJM | PJM Interconnection, LLC | Natural Gas | Natural Gas Fired Combined Cycle | 4 | GOR1; GOR2; GOR3; GOR4 | 300.4 | 218 | 270.2 | RE | Electric Utility | 230 | I | [11 empty] | 1994
54850 | PJM | Cox Waste to Energy | 4413 | Cox Companies, LLC | 37.3208 | -85.3611 | 1001 New Columbia Rd | Campbellsville | KY | 42718 | Taylor | SERC | PJM | PJM Interconnection, LLC | Other | Wood/Wood Waste Biomass | 2 | 01; 02 | 5 | 3.3 | 3.4 | NR | Industrial CHP | 12.47 | IND | PJM/EKPC 970242670 | [10 empty] | 1995
54851 | MISO | MMSD Jones Island Wastewater | 12619 | Milwaukee Metro Sewerage Dist | 43.0214 | -87.9014 | 700 E Jones Street | Milwaukee | WI | 53207 | Milwaukee | RFC | MISO | Midcontinent Independent Transmission System Operator, Inc.. | Mixed | Natural Gas Fired Combustion Turbine; Landfill Gas | 4 | GEN1; SOL1; SOL2; SOL3 | 31.3 | 26.8 | 28.8 | NR | Commercial CHP | 26.4 | M | [11 empty] | 1971
54854 | WECC | Sun Peak Generating Station | 13407 | Nevada Power Co | 36.1375 | -115.0339 | 6360 Vegas Valley Drive | Las Vegas | NV | 89142 | Clark | WECC | NEVP | Nevada Power Company | Natural Gas | Natural Gas Fired Combustion Turbine | 3 | 5657; 5658; 5659 | 222 | 222 | 222 | RE | Electric Utility | 13.8 | I | [11 empty] | 1991
54855 | PJM | Mars Snackfood US | 11390 | M&M Mars Inc | 41.9171 | -87.7922 | 2019 N. Oak Park Ave. | Chicago | IL | 60707 | Cook | RFC | PJM | PJM Interconnection, LLC | Natural Gas | Natural Gas Fired Combustion Turbine | 1 | 1 | 3.5 | 3 | 3.8 | NR | Industrial CHP | 12.4 | IND | [11 empty] | 1987
54858 | MISO | Southwestern Bell Telephone | 22035 | AT&T | 38.6276 | -90.1934 | 801 Chestnut Ave | St. Louis | MO | 63101 | St Louis City | SERC | MISO | Midcontinent Independent Transmission System Operator, Inc.. | Petroleum | Petroleum Liquids | 7 | E/G1; E/G2; E/G3; E/G4; E/G5; E/G6; E/G7 | 17.2 | 17.2 | 17.2 | NR | Commercial Non-CHP | 13.8 | COM | [11 empty] | 1992
54860 | WECC | Black Creek | 1784 | Black Creek Hydro Inc | 47.5497 | -121.7105 | Unnamed Road | Snoqualmie | WA | 98065 | King | WECC | PSEI | Puget Sound Energy | Other | Conventional Hydroelectric | 1 | GEN1 | 3.7 | 3.7 | 3.7 | NR | IPP Non-CHP | 34.5 | Q | [11 empty] | 1994
54867 | MISO | Neenah Paper Munising Mill | 50021 | Neenah Paper Michigan Inc. | 46.4094 | -86.6443 | 501 E Munising Ave | Munising | MI | 49862 | Alger | RFC | MISO | Midcontinent Independent Transmission System Operator, Inc.. | Coal | Conventional Steam Coal | 1 | M387 | 6.2 | 5.8 | 5.8 | NR | Industrial CHP | 138 | IND | [11 empty] | 1930
54885 | MISO | Kimberly Mill | 10056 | City of Kaukauna | 44.2769 | -88.3344 | 433 North Main Street | Appleton | WI | 54136 | Outagamie | RFC | MISO | Midcontinent Independent Transmission System Operator, Inc.. | Other | Conventional Hydroelectric | 3 | 1H; 2H; 3H | 2.1 | 2.1 | 2.1 | RE | Electric Utility | 13.8 | M | [11 empty] | 1926
54886 | PJM | Presence Saint Mary of Nazareth Hospital | 15917 | Presence Health | 41.9031 | -87.6831 | 2233 W. Division St. | Chicago | IL | 60622 | Cook | RFC | PJM | PJM Interconnection, LLC | Mixed | Natural Gas Internal Combustion Engine; Petroleum Liquids | 5 | GEN1; GEN3; GEN6; GEN7; GEN8 | 5 | 5.04 | 5.04 | NR | Commercial Non-CHP | 12 | COM | [11 empty] | 1993
54890 | MISO | Peoples Generating Station | 13559 | North American Natural Res | 43.2797 | -83.8651 | 4516 Rathbun Road | Ann Arbor | MI | 48415 | Saginaw | RFC | MISO | Midcontinent Independent Transmission System Operator, Inc.. | Other | Landfill Gas | 1 | GEN1 | 3.2 | 2.2 | 2.2 | NR | IPP Non-CHP | 249 | Q | [11 empty] | 1995
54903 | MISO | Adrian Energy Associates LLC | 57249 | NextEra Renewable Fuels, LLC | 41.891 | -83.9929 | 1900 Ogden Highway | Adrian | MI | 49221 | Lenawee | RFC | MISO | Midcontinent Independent Transmission System Operator, Inc.. | Other | Landfill Gas | 3 | UNT1; UNT2; UNT3 | 2.4 | 2.4 | 2.4 | NR | IPP Non-CHP | 46 | Q | [11 empty] | 1994
54908 | MISO | Enderlin | 772 | Archer Daniels Midland Co | 46.6144 | -97.5765 | 5525 136th Ave. SE | Enderlin | ND | 58027 | Ransom | MRO | MISO | Midcontinent Independent Transmission System Operator, Inc.. | Other | Other Waste Biomass | 2 | GEN1; GEN2 | 9.8 | 9.8 | 9.8 | NR | Industrial CHP | 12 | IND | No sales | [10 empty] | 1983
54909 | WECC | Tehachapi Wind Resource II | 2719 | CalWind Resources Inc | 35.1061 | -118.3114 | 15001 E Tehachapi Blvd | Tehachapi | CA | 93561 | Kern | WECC | CISO | California Independent System Operator | Wind | Onshore Wind Turbine | 2 | EXI2; EXIS | 21.9 | 21.9 | 21.9 | NR | IPP Non-CHP | 66 | Q | SP15 | 188 | Vestas | 164 | [7 empty] | 1997
54910 | MISO | Brent Run Generating Station | 55858 | Energy Developments, Inc d/b/a EDL | 43.1764 | -83.848 | 8383 Vienna Road | Montrose | MI | 48457 | Genesee | RFC | MISO | Midcontinent Independent Transmission System Operator, Inc.. | Other | Landfill Gas | 5 | 7-1; 7-2; 7-3; 7-4; 7-5 | 7 | 7 | 7 | NR | IPP Non-CHP | 8.32 | Q | [11 empty] | 1998
54912 | WECC | Martinez Refining | 11651 | Martinez Refining Co | 38.0169 | -122.1117 | 3485 Pacheco Blvd | Martinez | CA | 94553 | Contra Costa | WECC | CISO | California Independent System Operator | Mixed | Natural Gas Fired Combined Cycle; Other Gases | 3 | GTG1; GTG2; STG1 | 100 | 100 | 104 | NR | Industrial CHP | 115 | IND | [11 empty] | 1995
54915 | MISO | Michigan Power LP | 12455 | Michigan Power Limited Partnership | 43.9375 | -86.425 | 5795 West Sixth Street | Ludington | MI | 49431 | Mason | RFC | MISO | Midcontinent Independent Transmission System Operator, Inc.. | Natural Gas | Natural Gas Fired Combined Cycle | 2 | G001; G101 | 138.1 | 128 | 156 | NR | IPP CHP | 138 | Q | [11 empty] | 1995
54918 | MISO | Ergon Refining Vicksburg | 6667 | Ergon Refining Inc | 32.3883 | -90.9083 | 2611 Haining Road | Vicksburg | MS | 39180 | Warren | SERC | MISO | Midcontinent Independent Transmission System Operator, Inc.. | Natural Gas | Natural Gas Fired Combustion Turbine | 1 | TMO1 | 4.8 | 4.5 | 4.7 | NR | Industrial CHP | 13.8 | IND | [11 empty] | 1995 | 2027
54925 | MISO | Twin Bridges LFGTE | 40211 | Wabash Valley Power Assn, Inc | 39.745 | -86.4947 | 123 Twin Bridges Road | Danville | IN | 46122 | Hendricks | RFC | MISO | Midcontinent Independent Transmission System Operator, Inc.. | Mixed | Natural Gas Internal Combustion Engine; Landfill Gas | 14 | I-1; I-2; I-3; I-4; II-1; II-2; II-3; II-4; III-1; III-2; III-3; III-4; IV-1; IV-2 | 12.8 | 12.8 | 12.8 | RE | Electric Utility | 12.47 | C | CIN.TWINBR1 | [10 empty] | 1994
54926 | MISO | Prairie View I & II LFGTE | 40211 | Wabash Valley Power Assn, Inc | 41.4936 | -86.1658 | 15505 Shively | Wyatt | IN | 46595 | St Joseph | RFC | MISO | Midcontinent Independent Transmission System Operator, Inc.. | Natural Gas | Natural Gas Internal Combustion Engine | 8 | I-1; I-2; I-3; I-4; II-1; II-2; II-3; II-4 | 6.4 | 6.4 | 6.4 | RE | Electric Utility | 12.47 | C | [11 empty] | 1994
54927 | MISO | Grand Isle Gas Plant / Treating Station | 62043 | Cox Operating LLC | 29.2521 | -89.9721 | Hwy 3151 and LA 1 | Grand Isle | LA | 70358 | Jefferson | SERC | MISO | Midcontinent Independent Transmission System Operator, Inc.. | Natural Gas | Natural Gas Internal Combustion Engine | 3 | 1; 2; 3 | 9 | 8.7 | 9 | NR | Industrial Non-CHP | 9 | COM | [11 empty] | 1965
54929 | MISO | Alliant SBD 9403 Aegon DC | 361 | Industrial Energy Applications Inc | 41.9167 | -91.6542 | 6910 Tower Road SW | Cedar Rapids | IA | 52402 | Linn | MRO | MISO | Midcontinent Independent Transmission System Operator, Inc.. | Petroleum | Petroleum Liquids | 3 | 6111; 6112; 6113 | 4.1 | 4.1 | 4.1 | NR | IPP Non-CHP | 0.48 | Q | [11 empty] | 1995
54931 | WECC | Ridgetop | 2770 | Terra-Gen Operating Co-Wind | 35.074 | -118.3153 | 10315 Oak Creek Road | Mojave | CA | 93501 | Kern | WECC | CISO | California Independent System Operator | Wind | Onshore Wind Turbine | 1 | WGN1 | 46.8 | 46.9 | 46.9 | NR | IPP Non-CHP | 66.6 | Q |  | 71 | Vestas | 180 | [7 empty] | 1994
54933 | PJM | Mondelez Global LLC | 49778 | Mondelez Global, LLC | 42.3156 | -89.0356 | 5500 Forest Hills Rd | Rockford | IL | 61105 | Winnebago | RFC | PJM | PJM Interconnection, LLC | Natural Gas | Natural Gas Fired Combustion Turbine | 1 | GEN1 | 4.7 | 5 | 3 | NR | Industrial CHP | 13 | IND | [11 empty] | 1995
54936 | WECC | Richard J Donovan Correctional Facility | 2806 | California Dept of Corrections | 32.5836 | -116.9309 | 480 Alta Rd | San Diego | CA | 92179 | San Diego | WECC | CISO | California Independent System Operator | Natural Gas | Natural Gas Fired Combustion Turbine | 1 | 03 | 2.6 | 2.2 | 2.6 | NR | Commercial CHP | 12 | S | [11 empty] | 1987
54950 | WECC | Univ of Oregon Central Power Station | 24008 | University of Oregon | 44.0483 | -123.0739 | 1295 Franklin Boulevard | Eugene | OR | 97403 | Lane | WECC | BPAT | Bonneville Power Administration | Mixed | Natural Gas Fired Combined Cycle; Petroleum Liquids | 5 | CTG1; DG1; DG2; DG3; STG1 | 17.6 | 15.6 | 17.1 | NR | Commercial CHP | 12.47 | S | [11 empty] | 2009
54951 | WECC | Monterey One Water | 12221 | Monterey One Water | 36.7056 | -121.7714 | 14811 Del Monte Blvd | Marina | CA | 93933 | Monterey | WECC | CISO | California Independent System Operator | Other | Other Waste Biomass | 3 | EG1; EG2; EG3 | 1.8 | 1.8 | 1.8 | NR | Commercial CHP | 21 | M | [11 empty] | 1988
54956 | MISO | Deercroft I & II LFGTE | 40211 | Wabash Valley Power Assn, Inc | 41.6514 | -86.9036 | 10501 W. 300 N. | Michigan City | IN | 46360 | LaPorte | RFC | MISO | Midcontinent Independent Transmission System Operator, Inc.. | Mixed | Natural Gas Internal Combustion Engine; Landfill Gas | 8 | I-1; I-2; I-3; I-4; II-1; II-2; II-3; II-4 | 6.4 | 6.4 | 6.4 | RE | Electric Utility | 12.47 | C | [11 empty] | 1999
54965 | MISO | Cargill Salt | 2769 | Cargill Inc | 42.8183 | -82.4856 | 916 South Riverside Ave | St. Clair | MI | 48079 | St Clair | RFC | MISO | Midcontinent Independent Transmission System Operator, Inc.. | Natural Gas | Natural Gas Steam Turbine | 2 | ACTG; EACTG | 4.2 | 4.2 | 4.2 | NR | Industrial CHP | 4.8 | IND | [11 empty] | 1968
54968 | MISO | Phoenix Investors, LLC | 361 | Industrial Energy Applications Inc | 42.8381 | -93.6033 | 700 Luick's Lane | Belmond | IA | 50421 | Wright | MRO | MISO | Midcontinent Independent Transmission System Operator, Inc.. | Petroleum | Petroleum Liquids | 3 | 0385; 0386; 5824 | 5.4 | 5.4 | 5.4 | NR | IPP Non-CHP | 12.47 | Q | [11 empty] | 1995
54969 | PJM | Dixon Hydroelectric Dam | 57280 | Eagle Creek Renewable Energy, LLC | 41.8453 | -89.4813 | 201 East River Street | Dixon | IL | 61021 | Lee | RFC | PJM | PJM Interconnection, LLC | Other | Conventional Hydroelectric | 5 | 1; 2; 3; 4; 5 | 3 | 3 | 3 | NR | IPP Non-CHP | 34.5 | Q | [11 empty] | 1925
54974 | PJM | Sauder Power Plant | 16694 | Sauder Woodworking Co | 41.5152 | -84.2935 | 820 West Barre Road | Archbold | OH | 43502 | Fulton | RFC | PJM | PJM Interconnection, LLC | Other | Wood/Wood Waste Biomass | 2 | UNT1; UNT2 | 7.2 | 7.2 | 7.2 | NR | IPP CHP | 69 | IND | [11 empty] | 1993
54975 | WECC | New Mexico State University | 21965 | New Mexico State University | 32.1648 | -106.4513 | Box 30001, MSC 3545 | Las Cruces | NM | 88001 | Dona Ana | WECC | EPE | El Paso Electric Company | Natural Gas | Natural Gas Fired Combustion Turbine | 1 | 01 | 4.7 | 4.5 | 4.5 | NR | Commercial CHP | 13.8 | S | [11 empty] | 1996
54980 | PJM | Ocean County Landfill | 57249 | NextEra Renewable Fuels, LLC | 40.0249 | -74.2501 | 2498 Route 70 | Manchester | NJ | 8733 | Ocean | RFC | PJM | PJM Interconnection, LLC | Other | Landfill Gas | 12 | UNT1; UNT10; UNT11; UNT12; UNT2; UNT3; UNT4; UNT5; UNT6; UNT7; UNT8; UNT9 | 14.4 | 13.8 | 13.8 | NR | IPP Non-CHP | 34 | Q | [11 empty] | 1997
54989 | MISO | Pine Tree Acres | 57249 | NextEra Renewable Fuels, LLC | 42.7645 | -82.7471 | 36450 29 Mile Road | Lenox Twp | MI | 48048 | Macomb | RFC | MISO | Midcontinent Independent Transmission System Operator, Inc.. | Other | Landfill Gas | 9 | GEN1; GEN2; GEN3; GEN4; GEN5; GEN6; GEN7; GEN8; GEN9 | 8.8 | 8.8 | 8.8 | NR | IPP Non-CHP | 120 | Q | [11 empty] | 1998
54995 | MISO | Indiana Harbor E 5 AC Station | 13765 | Northlake Energy | 41.6844 | -87.4214 | 3210 Watling St | East Chicago | IN | 46312 | Lake | RFC | MISO | Midcontinent Independent Transmission System Operator, Inc.. | Other | Other Gases | 1 | 17TG | 90 | 90 | 90 | NR | Industrial CHP | 138 | IND | [11 empty] | 1996
54996 | WECC | Salton Sea Power Gen Co - Unit 4 | 49899 | CalEnergy Operating Corporation | 33.157 | -115.6386 | 6922 Crummer Rd. | Calipatria | CA | 92233 | Imperial | WECC | IID | Imperial Irrigation District | Other | Geothermal | 1 | 4100 | 47.5 | 44 | 44 | NR | IPP Non-CHP | 92 | Q | [11 empty] | 1996
55004 | PJM | Thornwood High School | 18850 | Thorton Township School Dist | 41.5839 | -87.6047 | 465 E. 170th St | South Holland | IL | 60473 | Cook | RFC | PJM | PJM Interconnection, LLC | Natural Gas | Natural Gas Internal Combustion Engine | 2 | 1; 2 | 1.4 | 1.4 | 1 | NR | Commercial Non-CHP | 760 | COM | [11 empty] | 1996
55005 | PJM | Thornridge High School | 18850 | Thorton Township School Dist | 41.6225 | -87.5978 | 15000 Cottage Grove Ave | Dolton | IL | 60419 | Cook | RFC | PJM | PJM Interconnection, LLC | Natural Gas | Natural Gas Internal Combustion Engine | 2 | 1; 2 | 1 | 1 | 0.8 | NR | Commercial Non-CHP | 760 | COM | [11 empty] | 1996
55009 | WECC | Montgomery Creek Hydro | 64078 | Central Rivers Power US, LLC | 40.8468 | -121.9564 | Montgomery Falls Road | Montgomery Creek | CA | 96065 | Shasta | WECC | CISO | California Independent System Operator | Other | Conventional Hydroelectric | 1 | GEN1 | 2.6 | 2.6 | 2.6 | NR | IPP Non-CHP | 12 | Q | [11 empty] | 1987
55010 | MISO | LSP-Cottage Grove LP | 55912 | Cottage Grove Operating Services LLC | 44.7956 | -92.9119 | 9525 105th St. Court S | Cottage Grove | MN | 55016 | Washington | MRO | MISO | Midcontinent Independent Transmission System Operator, Inc.. | Natural Gas | Natural Gas Fired Combined Cycle | 2 | CTG1; STG1 | 283.5 | 251 | 266 | NR | IPP CHP | 115 | Q | NSP.CHEMOLSPO | [10 empty] | 1997
55011 | MISO | Whitewater Generating Station | 20847 | Wisconsin Electric Power Co | 42.8555 | -88.7299 | 111 County Hwy U | Whitewater | WI | 53190 | Jefferson | RFC | MISO | Midcontinent Independent Transmission System Operator, Inc.. | Natural Gas | Natural Gas Fired Combined Cycle | 2 | CTG1; STG1 | 283.5 | 261 | 272 | RE | Electric Utility | 138 | I | WEC.UNIV130 | [10 empty] | 1997
55014 | PJM | Greene Valley Gas Recovery | 54843 | WM Illinois Renewable Energy LLC | 41.7338 | -88.0849 | 9 South 610 Greene Road | Naperville | IL | 60540 | DuPage | RFC | PJM | PJM Interconnection, LLC | Other | Landfill Gas | 2 | GEN1; GEN2 | 6.6 | 5.8 | 6.6 | NR | IPP Non-CHP | 12 | COM | Zonal | [10 empty] | 1996
55027 | SPP | Papillion Creek Wastewater | 13157 | City of Omaha | 41.0772 | -95.87 | 15705 Harlan Lewis Road | Bellevue | NE | 68123 | Sarpy | MRO | SWPP | Southwest Power Pool | Natural Gas | Natural Gas Internal Combustion Engine | 3 | 951; 952; 953 | 1.5 | 1.5 | 1.5 | NR | Commercial CHP | 13.8 | M | [11 empty] | 1987 | 2026
55029 | MISO | De Pere Energy Center | 20860 | Wisconsin Public Service Corp | 44.4486 | -88.072 | 112 N 5th St | De Pere | WI | 54115 | Brown | RFC | MISO | Midcontinent Independent Transmission System Operator, Inc.. | Natural Gas | Natural Gas Fired Combustion Turbine | 1 | CT01 | 192.3 | 166 | 193.2 | RE | Electric Utility | 138 | I | WPS.DEPERE | [10 empty] | 1999
55033 | SPP | Missouri River Wastewater Treatment | 13157 | City of Omaha | 41.2033 | -95.9292 | 5600 South 10th Street | Omaha | NE | 68107 | Douglas | MRO | SWPP | Southwest Power Pool | Other | Other Waste Biomass | 3 | 6013; 6101; 6102 | 3 | 3 | 3 | NR | Commercial CHP | 13.8 | M | [11 empty] | 1985
55035 | MISO | Davenport Water Pollution Control Plant | 29729 | Davenport City of | 41.4928 | -90.6275 | 2606 South Concord Street | Davenport | IA | 52802 | Scott | MRO | MISO | Midcontinent Independent Transmission System Operator, Inc.. | Other | Other Waste Biomass | 2 | GEN1; GEN2 | 1.6 | 1.6 | 1.6 | NR | Commercial CHP | 13 | M | [11 empty] | 1995
55039 | WECC | Rio Bravo | 15473 | Public Service Co of NM | 35.026 | -106.644 | 725 Electric Ave | Albuquerque | NM | 87105 | Bernalillo | WECC | PNM | Public Service Company of New Mexico | Natural Gas | Natural Gas Fired Combustion Turbine | 1 | GT1 | 150 | 140.7 | 149 | RE | Electric Utility | 115 | I | [11 empty] | 2000
55051 | MISO | Westlake Plaquemine | 65195 | Westlake Chemicals & Vinyls LLC | 30.2586 | -91.185 | 26100 Hwy 405 | Plaquemine | LA | 70765 | Iberville | SERC | MISO | Midcontinent Independent Transmission System Operator, Inc.. | Natural Gas | Natural Gas Fired Combustion Turbine | 3 | X773; X774; X775 | 306 | 225 | 270 | NR | Industrial CHP | 34.5 | IND | EES.AXLPLQ | [10 empty] | 1997
55054 | PJM | Livingston Generating Facility | 9267 | Hoosier Energy R E C, Inc | 40.9314 | -88.6548 | RR 3, 14206 East 2100 North Rd | Pontiac | IL | 61764 | Livingston | RFC | PJM | PJM Interconnection, LLC | Other | Landfill Gas | 3 | 1; 3; GEN2 | 15 | 10.2 | 10.2 | RE | Electric Utility | 35 | C | [11 empty] | 1999
55064 | SPP | Black Hawk Station | 23913 | Borger Energy Associates LP | 35.6957 | -101.36 | Spur 119 N. Cogen Place | Borger | TX | 79007 | Hutchinson | MRO | SWPP | Southwest Power Pool | Natural Gas | Natural Gas Fired Combustion Turbine | 2 | UNT1; UNT2B | 243.9 | 216.36 | 243.9 | NR | IPP CHP | 115 | Q | [11 empty] | 1999
55065 | SPP | Mustang Station | 7349 | Golden Spread Electric Cooperative, Inc | 32.9728 | -102.7417 | 1937 County Road 390 | Denver City | TX | 79323 | Yoakum | MRO | SWPP | Southwest Power Pool | Natural Gas | Natural Gas Fired Combined Cycle | 3 | GEN1; GEN2; GEN3 | 521 | 464.8 | 467 | RE | Electric Utility | 230 | C | [11 empty] | 1999
55066 | MISO | Heat Recovery Coke Facility | 4174 | Cokenergy Inc | 41.6789 | -87.42 | 3210 Watling St | East Chicago | IN | 46312 | Lake | RFC | MISO | Midcontinent Independent Transmission System Operator, Inc.. | Other | All Other | 1 | TG18 | 94.6 | 88 | 88 | NR | Industrial Non-CHP | 138 | IND | [11 empty] | 1998
55067 | PJM | MPEA Energy Center | 54704 | Metropolitan Pier and Exposition Auth | 41.8527 | -87.6185 | 2211 S. Martin Luther King Jr | Chicago | IL | 60616 | Cook | RFC | PJM | PJM Interconnection, LLC | Petroleum | Petroleum Liquids | 3 | GEN4; GEN5; GEN6 | 6 | 6 | 6 | NR | IPP Non-CHP | 13 | M | [11 empty] | 2010
55074 | PJM | Lakeview Gas Recovery | 54842 | WM Renewable Energy LLC | 42.0602 | -80.0208 | 851 Robinson Road East | Erie | PA | 16509 | Erie | RFC | PJM | PJM Interconnection, LLC | Other | Landfill Gas | 2 | GEN1; GEN2 | 6 | 6 | 6 | NR | IPP Non-CHP | 35 | IND | PENELEC 50776 | [10 empty] | 1997
55075 | MISO | Pine Bluff Energy Center | 28764 | Pine Bluff Energy LLC | 34.2181 | -91.9025 | 5301 Fairfield Road | Pine Bluff | AR | 71601 | Jefferson | SERC | MISO | Midcontinent Independent Transmission System Operator, Inc.. | Natural Gas | Natural Gas Fired Combined Cycle | 2 | CT01; ST01 | 230.4 | 179 | 202 | NR | IPP CHP | 115 | Q | EAI.PBENRGY_CT; EAI.PBENRGY_ST | [10 empty] | 2001
55077 | WECC | Desert Star Energy Center | 5695 | Desert Star Energy Center SDG&E | 35.7889 | -114.9942 | 701 El Dorado Valley Dr. | Boulder City | NV | 89005 | Clark | WECC | CISO | California Independent System Operator | Natural Gas | Natural Gas Fired Combined Cycle | 3 | ED01; ED02; ED03 | 537.3 | 450 | 490 | RE | Electric Utility | 230 | I | MRCHNT13_7_N001; MRCHNT2_7_N001; MRCHNT13_7_N002 | [10 empty] | 2000 | 2027
55084 | WECC | Crockett Cogen Project | 4464 | Crockett Cogeneration | 38.0569 | -122.2161 | 550 Loring Avenue | Crockett | CA | 94525 | Contra Costa | WECC | CISO | California Independent System Operator | Natural Gas | Natural Gas Fired Combined Cycle | 1 | GE1 | 247 | 247 | 247 | NR | IPP CHP | 232 | Q | [11 empty] | 1995
55087 | MISO | Zeeland Generating Station | 4254 | Consumers Energy Co - (MI) | 42.8206 | -85.9975 | 425 Fairview Ave | Zeeland | MI | 49464 | Ottawa | RFC | MISO | Midcontinent Independent Transmission System Operator, Inc.. | Natural Gas | Natural Gas Fired Combustion Turbine; Natural Gas Fired Combined Cycle | 5 | 1A; 1B; 2A; 2B; 2C | 968.2 | 842.7 | 932.2 | RE | Electric Utility | 345 | I | [11 empty] | 2001
55088 | MISO | Dearborn Industrial Generation | 4945 | Dearborn Industrial Gen Inc | 42.3026 | -83.154 | 2400 Miller Road | Dearborn | MI | 48121 | Wayne | RFC | MISO | Midcontinent Independent Transmission System Operator, Inc.. | Mixed | Natural Gas Fired Combined Cycle; Natural Gas Fired Combustion Turbine; Other Gases | 4 | GT 1; GT2; GTP1; ST1 | 747.9 | 739 | 850 | NR | IPP CHP | 230 | Q | DECO.CC.DIG2; DECO.CC.DIG3; DECO.DIGG1; DECO.DIGSINT | [10 empty] | 1999
55089 | MISO | Taft Cogeneration Facility | 13914 | Occidental Chemical Corporation | 29.9888 | -90.4599 | 266 Highway 3142 | Hahnville | LA | 70057 | St Charles | SERC | MISO | Midcontinent Independent Transmission System Operator, Inc.. | Natural Gas | Natural Gas Fired Combined Cycle | 4 | CT1; CT2; CT3; ST1 | 894.2 | 738.9 | 865.8 | NR | Industrial CHP | 230 | IND | EES.Taft Cogen | [10 empty] | 2002
55090 | WECC | Plummer Cogen | 54900 | Stimson Lumber Company | 47.331 | -116.8904 | 732 10th Street | Plummer | ID | 83851 | Benewah | WECC | AVA | Avista Corporation | Other | Wood/Wood Waste Biomass | 1 | GEN1 | 6.2 | 5.8 | 5.8 | NR | IPP CHP | 13.8 | IND | [11 empty] | 1982
55094 | WECC | MM San Diego-Miramar | 57227 | MM San Diego Energy-Miramar | 32.8448 | -117.1627 | 5244 Convoy Street | San Diego | CA | 92111 | San Diego | WECC | CISO | California Independent System Operator | Other | Landfill Gas | 4 | UNT1; UNT2; UNT3; UNT4 | 6.4 | 6.4 | 6.4 | NR | IPP CHP | 12.5 | Q | [11 empty] | 1997
55096 | MISO | Portside Energy | 15343 | Primary Energy Recycling Holdings, LLC | 41.6317 | -87.1728 | 6290 us hwy. 12 | Portage | IN | 46368 | Porter | RFC | MISO | Midcontinent Independent Transmission System Operator, Inc.. | Natural Gas | Natural Gas Fired Combustion Turbine; Natural Gas Steam Turbine | 2 | GT; ST | 61 | 53 | 61 | NR | IPP CHP | 138 | Q | [11 empty] | 1997
55101 | MISO | Kalamazoo River Generating Station | 3838 | CMS Generation MI Power LLC | 42.2813 | -85.495 | 6900 East Michigan Ave | Comstock | MI | 49011 | Kalamazoo | RFC | MISO | Midcontinent Independent Transmission System Operator, Inc.. | Natural Gas | Natural Gas Fired Combustion Turbine | 1 | 0001 | 77.4 | 72 | 76 | NR | IPP Non-CHP | 138 | Q | CONS.KAL_RGEN_ | [10 empty] | 1999
55102 | MISO | Livingston Generating Station | 3838 | CMS Generation MI Power LLC | 45.0304 | -84.7308 | 155 North Townline Road | Gaylord | MI | 49753 | Otsego | RFC | MISO | Midcontinent Independent Transmission System Operator, Inc.. | Natural Gas | Natural Gas Fired Combustion Turbine | 4 | 001; 002; 003; 004 | 170.1 | 132 | 160 | NR | IPP Non-CHP | 138 | Q | CONS.LIVINGEN1; CONS.LIVINGEN2; CONS.LIVINGEN3; CONS.LIVINGEN4 | [10 empty] | 1999
55103 | WECC | Klamath Cogeneration Plant | 14372 | Klamath Energy LLC | 42.1739 | -121.8106 | 4940 Hwy 97 South | Klamath Falls | OR | 97603 | Klamath | WECC | AVRN | Avangrid Renewables LLC | Natural Gas | Natural Gas Fired Combined Cycle | 3 | CT1; CT2; ST1 | 501.5 | 490 | 558 | NR | IPP CHP | 550 | Q | [11 empty] | 2001
55109 | PJM | MRP Rocky Road LLC | 64030 | Lincoln Operating Services, LLC | 42.0931 | -88.2397 | 1221 Power Drive | East Dundee | IL | 60118 | Kane | RFC | PJM | PJM Interconnection, LLC | Natural Gas | Natural Gas Fired Combustion Turbine | 4 | T4; TG1; TG2; TG3 | 415.5 | 340.2 | 396.6 | NR | IPP Non-CHP | 138 | Q | 32417671; 32417665; 32417667; 32417669 | [10 empty] | 1999
55110 | PJM | Madison | 15470 | Duke Energy Indiana, LLC | 39.4522 | -84.4647 | 5657 Kennel Rd | Trenton | OH | 45067 | Butler | RFC | PJM | PJM Interconnection, LLC | Natural Gas | Natural Gas Fired Combustion Turbine | 8 | CT1; CT2; CT3; CT4; CT5; CT6; CT7; CT8 | 692 | 566 | 704 | RE | Electric Utility | 345 | I | CP/Comm Pricing | [10 empty] | 2000
55111 | MISO | Vermillion Energy Facility | 3542 | Duke Energy Ohio Inc | 39.9223 | -87.4464 | 2777 N. State Road 63 | Cayuga | IN | 47928 | Vermillion | RFC | MISO | Midcontinent Independent Transmission System Operator, Inc.. | Natural Gas | Natural Gas Fired Combustion Turbine | 8 | CT1; CT2; CT3; CT4; CT5; CT6; CT7; CT8 | 692 | 576 | 763 | RE | Electric Utility | 345 | I | CP/Comm Pricing | [10 empty] | 2000
55112 | WECC | Sutter Energy Center | 22650 | Calpine Corp-Sutter | 39.0531 | -121.6959 | 5029 South Township Road | Yuba City | CA | 95993 | Sutter | WECC | BANC | Balancing Authority of Northern California | Natural Gas | Natural Gas Fired Combined Cycle | 3 | CT01; CT02; ST01 | 636 | 528 | 547 | NR | IPP Non-CHP | 230 | Q | [11 empty] | 2001
55117 | MISO | RS Cogen | 14306 | Westlake 2 US LLC | 30.221 | -93.2826 | 1300 PPG Drive | Lake Charles | LA | 70602 | Calcasieu | SERC | MISO | Midcontinent Independent Transmission System Operator, Inc.. | Natural Gas | Natural Gas Fired Combined Cycle | 3 | RS-4; RS-5; RS-6 | 493 | 415.4 | 446.6 | NR | Industrial CHP | 230 | IND | EES.AXIALL | [10 empty] | 2002
55122 | MISO | NAFTA Region Olefins Complex Cogen Fac | 1357 | BASF Corp | 29.9543 | -93.8836 | Hwy 366 Gate 99 | Port Arthur | TX | 77643 | Jefferson | SERC | MISO | Midcontinent Independent Transmission System Operator, Inc.. | Natural Gas | Natural Gas Fired Combustion Turbine | 2 | UN1; UN2 | 83.2 | 70 | 80 | NR | Industrial CHP | 230 | Q | [11 empty] | 2001
55124 | WECC | Griffith Energy LLC | 56090 | Griffith Energy LLC | 35.054 | -114.1333 | 3375 West Navajo Drive | Golden Valley | AZ | 86413 | Mohave | WECC | GRIF | Griffith Energy, LLC | Natural Gas | Natural Gas Fired Combined Cycle | 3 | CTG1; CTG2; STG | 655 | 570 | 570 | NR | IPP Non-CHP | 230 | Q | [11 empty] | 2002
55125 | WECC | Vansycle | 6017 | ESI Vansycle Partners LP | 45.9362 | -118.66 | 365 Touchet Gardena Road | Touchet | OR | 97835 | Umatilla | WECC | BPAT | Bonneville Power Administration | Wind | Onshore Wind Turbine | 1 | WGNS | 25 | 25 | 25 | NR | IPP Non-CHP | 69.9 | Q |  | 38 | Vestas | 164 | [7 empty] | 1998
55127 | WECC | Manchief Electric Generating Station | 15466 | Public Service Co of Colorado | 40.2171 | -103.685 | 14936 County Road 24 | Brush | CO | 80723 | Morgan | WECC | PSCO | Public Service Company of Colorado | Natural Gas | Natural Gas Fired Combustion Turbine | 2 | UN1; UN2 | 300 | 250 | 274 | RE | Electric Utility | 230 | I | [11 empty] | 2000
55129 | WECC | Desert Basin | 16572 | Salt River Project | 32.9042 | -111.7889 | 1872 N. Burris Rd. | Casa Grande | AZ | 85193 | Pinal | WECC | SRP | Salt River Project | Natural Gas | Natural Gas Fired Combined Cycle; Natural Gas Fired Combustion Turbine | 5 | CTG1; CTG2; CTG4; CTG5; STG | 745.1 | 703.8 | 756.4 | RE | Electric Utility | 230 | P | [11 empty] | 2001
55131 | PJM | Kendall County Generation Facility | 57141 | Dynegy Kendall Energy LLC | 41.4797 | -88.2581 | 1401 County Line Road | Minooka | IL | 60447 | Kendall | RFC | PJM | PJM Interconnection, LLC | Natural Gas | Natural Gas Fired Combined Cycle | 8 | CTG1; CTG2; CTG3; CTG4; STG1; STG2; STG3; STG4 | 1256 | 1140 | 1260 | NR | IPP Non-CHP | 354 | Q | [11 empty] | 2002
55133 | MISO | Thomson Reuters Campus Bldg A-D | 18981 | Thomson Corp | 44.8196 | -93.1156 | 610 Opperman Dr | Eagan | MN | 55123 | Dakota | MRO | MISO | Midcontinent Independent Transmission System Operator, Inc.. | Petroleum | Petroleum Liquids | 7 | 3086; 3087; 3088; 3089; 3090; 3091; 3093 | 14 | 11.2 | 9.1 | NR | Industrial Non-CHP | 13.8 | COM | [11 empty] | 1999
55135 | MISO | Alliant Energy Neenah | 20856 | Wisconsin Power & Light Co | 44.1936 | -88.5064 | 200 County Road CB | Neenah | WI | 52601 | Winnebago | RFC | MISO | Midcontinent Independent Transmission System Operator, Inc.. | Natural Gas | Natural Gas Fired Combustion Turbine | 2 | CT01; CT02 | 371 | 297.6 | 366 | RE | Electric Utility | 138 | I | ALTE.NEENAHG1; ALTE.NEENAHG2 | [10 empty] | 2000
55146 | SPP | Green Country Energy LLC | 7597 | Green Country OP Services LLC | 35.9833 | -95.9346 | 12307 S. Florence Ave. | Jenks | OK | 74037 | Tulsa | MRO | SWPP | Southwest Power Pool | Natural Gas | Natural Gas Fired Combined Cycle | 6 | CTG1; CTG2; CTG3; STG1; STG2; STG3 | 903.9 | 783 | 819 | NR | IPP Non-CHP | 345 | Q | [11 empty] | 2002
55148 | MISO | Worthington Generation LLC | 9267 | Hoosier Energy R E C, Inc | 39.0708 | -87.0128 | 3 Mi S of Worthington, Hwy 57 | Worthington | IN | 47471 | Greene | RFC | MISO | Midcontinent Independent Transmission System Operator, Inc.. | Natural Gas | Natural Gas Fired Combustion Turbine | 4 | 1; 2; 3; 4 | 242 | 169.5 | 193.5 | RE | Electric Utility | 138 | C | HE.WORTH1; HE.WORTH2; HE.WORTH3; HE.WORTH4 | [10 empty] | 2000
55151 | WECC | La Paloma Generating Plant | 61173 | CXA La Paloma LLC | 35.2956 | -119.5919 | 1760 West Skyline Road | McKittrick | CA | 93251 | Kern | WECC | CISO | California Independent System Operator | Natural Gas | Natural Gas Fired Combined Cycle | 4 | GEN1; GEN2; GEN3; GEN4 | 1156 | 1010 | 1066 | NR | IPP Non-CHP | 230 | Q | POD_LAPLMA_2_UNIT 1-APND; POD_LAPLMA_2_UNIT 2-APND; POD_LAPLMA_2_UNIT 3-APND; POD_LAPLMA_2_UNIT 4-APND | [10 empty] | 2003
55160 | WECC | MM Tulare Energy | 57231 | MM Tulare Energy LLC | 36.388 | -119.394 | 32982 Road 80 | Visalia | CA | 93292 | Tulare | WECC | CISO | California Independent System Operator | Other | Landfill Gas | 2 | UNT1; UNT2 | 1.8 | 1.6 | 1.6 | NR | IPP Non-CHP | 12.5 | Q | [11 empty] | 1998
55161 | WECC | MM Lopez Energy | 57232 | MM Lopez Energy LLC | 34.2925 | -118.3894 | 11950 Lopez Canyon Road | Lake View Terrace | CA | 91342 | Los Angeles | WECC | CISO | California Independent System Operator | Other | Landfill Gas | 1 | UNT1 | 3 | 2.7 | 2.7 | NR | IPP Non-CHP | 16 | Q | [11 empty] | 1998
55164 | PJM | Bluegrass Generating Station | 5580 | East Kentucky Power Coop, Inc | 38.3902 | -85.4133 | 3095 Commerce Pkwy | LaGrange | KY | 40031 | Oldham | SERC | PJM | PJM Interconnection, LLC | Natural Gas | Natural Gas Fired Combustion Turbine | 3 | CT1; CT2; CT3 | 624 | 501 | 567 | RE | Electric Utility | 345 | C | 1369012640; 1369012641; 1439657846 | [10 empty] | 2002
55165 | MISO | Calcasieu | 11241 | Entergy Louisiana LLC | 30.1608 | -93.345 | 1519 Davison Road | Sulphur | LA | 70665 | Calcasieu | SERC | MISO | Midcontinent Independent Transmission System Operator, Inc.. | Natural Gas | Natural Gas Fired Combustion Turbine | 2 | G101; G102 | 358.8 | 314.6 | 339.4 | RE | Electric Utility | 230 | I | EES.CALCAS1_CT; EES.CALCAS2_CT | [10 empty] | 2000
55173 | MISO | Acadia Energy Center | 3265 | Cleco Power LLC | 30.4286 | -92.4131 | 30385 Crowley-Eunice Hwy | Eunice | LA | 70535 | Acadia | SERC | MISO | Midcontinent Independent Transmission System Operator, Inc.. | Natural Gas | Natural Gas Fired Combined Cycle | 6 | CT11; CT12; CT24; CT25; ST13; ST26 | 1389.2 | 1064.5 | 549.7 | RE | Electric Utility | 230 | I | CLEC.ACA12; CLEC.ACA13; EES.ACAD2-CT1; EES.ACAD2-CT2; CLEC.ACA11; EES.ACAD2-ST | [10 empty] | 2002
55176 | SPP | Eastman Cogeneration Facility | 49791 | Eastman Cogeneration LP | 32.4481 | -94.6903 | Bldg 121, 2290 Callahan Road | Longview | TX | 75602 | Harrison | MRO | SWPP | Southwest Power Pool | Natural Gas | Natural Gas Fired Combined Cycle | 3 | GEN1; GEN2; GEN3 | 467.7 | 417.2 | 456.6 | NR | IPP CHP | 138 | Q | CSWEASTMAN | [10 empty] | 2001
55177 | WECC | South Point Energy Center | 50157 | South Point Energy Center LLC | 34.8678 | -114.5317 | 3779 Courtwright Rd. | Mohave Valley | AZ | 86440 | Mohave | WECC | WALC | Western Area Power Administration - Desert Southwest Region | Natural Gas | Natural Gas Fired Combined Cycle | 3 | A; B; ST1 | 708 | 487 | 527 | NR | IPP Non-CHP | 230 | Q | [11 empty] | 2001
55178 | SPP | Dogwood Energy Facility | 54915 | Dogwood Power Management, LLC | 38.7931 | -94.3006 | 25111 E 175th Street | Pleasant Hill | MO | 64080 | Cass | MRO | SWPP | Southwest Power Pool | Natural Gas | Natural Gas Fired Combined Cycle | 3 | CT-1; CT-2; ST-1 | 655.2 | 656.5 | 676.8 | NR | IPP Non-CHP | 161 | Q | [11 empty] | 2001
55179 | WECC | Rathdrum Power LLC | 15708 | Rathdrum Power LLC | 47.7858 | -116.9203 | 9924 West Lancaster Road | Rathdrum | ID | 83858 | Kootenai | WECC | AVA | Avista Corporation | Natural Gas | Natural Gas Fired Combined Cycle | 2 | CTG1; STG1 | 301.5 | 210 | 285 | NR | IPP Non-CHP | 230 | Q | [11 empty] | 2001
55182 | WECC | Sunrise Power LLC | 18320 | Sunrise Power Co LLC | 35.2097 | -119.585 | 12857 Sunrise Road | Fellows | CA | 93224 | Kern | WECC | CISO | California Independent System Operator | Natural Gas | Natural Gas Fired Combined Cycle | 3 | STG; X718; X719 | 685.2 | 545 | 590 | NR | IPP Non-CHP | 232 | Q | SUNRIS_2_PL1X3-APND | [10 empty] | 2001
55183 | PJM | Nelson Energy Center | 49893 | Invenergy Services LLC | 41.7744 | -89.6072 | 1311 Nelson Road | Rock Falls | IL | 61071 | Lee | RFC | PJM | PJM Interconnection, LLC | Natural Gas | Natural Gas Fired Combined Cycle | 4 | CT1; CT2; ST1; ST2 | 627.5 | 586 | 612 | NR | IPP Non-CHP | 345 | Q | NELSON SVC 138 KV | [10 empty] | 2015
55184 | WECC | Aera San Ardo Cogen Facility | 24536 | Aera Energy LLC-San Ardo | 35.9533 | -120.86 | 66893 Sargent Canyon Rd. | San Ardo | CA | 93450 | Monterey | WECC | CISO | California Independent System Operator | Natural Gas | Natural Gas Fired Combustion Turbine | 2 | UN-A; UN-B | 6.2 | 5.6 | 6 | NR | Industrial CHP | 12.47 | IND | [11 empty] | 1989
55188 | PJM | Cordova Energy | 4210 | Cordova Energy Co LLC | 41.7122 | -90.2797 | 24712 192nd Ave. North | Cordova | IL | 61242 | Rock Island | RFC | PJM | PJM Interconnection, LLC | Natural Gas | Natural Gas Fired Combined Cycle | 3 | PT11; PT21; PT31 | 611.2 | 521.2 | 601.2 | NR | IPP Non-CHP | 345 | Q | 32417721; 32417723; 32417725 | [10 empty] | 2001
55193 | PJM | Ontelaunee Energy Center | 55649 | Ontelaunee Energy Center | 40.4219 | -75.9356 | 5115 Pottsville Pike | Reading | PA | 19605 | Berks | RFC | PJM | PJM Interconnection, LLC | Natural Gas | Natural Gas Fired Combined Cycle | 3 | CTG1; CTG2; STG | 728 | 539 | 596.1 | NR | IPP Non-CHP | 237 | Q | ONTELAUN 18 KV CT1; ONTELAUN 18 KV CT2; ONTELAUN 18 KV STM | [10 empty] | 2002
55196 | PJM | Springdale 1 & 2 | 61267 | Springdale Energy LLC | 40.5467 | -79.7683 | Butler Street Ext | Springdale | PA | 15144 | Allegheny | RFC | PJM | PJM Interconnection, LLC | Natural Gas | Natural Gas Fired Combustion Turbine | 2 | UNT1; UNT2 | 87.6 | 96.8 | 98.2 | NR | IPP Non-CHP | 138 | Q | [11 empty] | 1999
55198 | PJM | Riverside Generating LLC | 16124 | Riverside Generating Co LLC | 38.1917 | -82.6046 | 25038 Hwy 23 | Catlettsburg | KY | 41129 | Lawrence | RFC | PJM | PJM Interconnection, LLC | Natural Gas | Natural Gas Fired Combustion Turbine | 5 | GTG1; GTG2; GTG3; GTG4; GTG5 | 1150 | 825 | 950 | NR | IPP Non-CHP | 345 | Q | AEP RIVERSIDE 1CT (DYN); AEP RIVERSIDE 2CT (DYN); AEP RIVERSIDE 3CT (DYN); AEP FOOT HILLS 4 CT; AEP FOOT HILLS 5 CT | [10 empty] | 2001
55199 | PJM | Elwood Energy LLC | 5259 | Elwood Energy LLC | 41.4388 | -88.1236 | 24391 Patterson RD | Elwood | IL | 60421 | Will | RFC | PJM | PJM Interconnection, LLC | Natural Gas | Natural Gas Fired Combustion Turbine | 9 | GT1; GT2; GT3; GT4; GT5; GT6; GT7; GT8; GT9 | 1728 | 1350 | 1594.5 | NR | IPP Non-CHP | 345 | Q | 32417647; 32417649; 32417651; 32417653; 32417657; 32417659; 32417661; 32417663; 32417655 | [10 empty] | 1999 | 2025
55200 | WECC | Arapahoe Combustion Turbine Project | 58517 | SWG Arapahoe, LLC | 39.6692 | -105.0018 | 2601 South Platte River Road | Denver | CO | 80223 | Denver | WECC | PSCO | Public Service Company of Colorado | Natural Gas | Natural Gas Fired Combined Cycle | 3 | UN5; UN6; UN7 | 194 | 122.5 | 126.6 | NR | IPP Non-CHP | 115 | Q | [11 empty] | 2000
55201 | MISO | Gibson City Energy Center LLC | 64670 | Gibson City Energy Center LLC | 40.4705 | -88.3987 | 545 N. Jordan Dr. | Gibson City | IL | 60936 | Ford | SERC | MISO | Midcontinent Independent Transmission System Operator, Inc.. | Natural Gas | Natural Gas Fired Combustion Turbine | 2 | 1; 2 | 270 | 232 | 240 | NR | IPP Non-CHP | 138 | Q | AMIL.GBCCTG1; AMIL.GBCCTG2 | [10 empty] | 2000
55202 | MISO | Pinckneyville | 19436 | Union Electric Co - (MO) | 38.1114 | -89.3467 | 4646 White Walnut Road | Pinckneyville | IL | 62274 | Perry | SERC | MISO | Midcontinent Independent Transmission System Operator, Inc.. | Natural Gas | Natural Gas Fired Combustion Turbine | 8 | 1; 2; 3; 4; 5; 6; 7; 8 | 380 | 316 | 360 | RE | Electric Utility | 230 | I | AMMO.PNKYCTG1; AMMO.PNKYCTG2; AMMO.PNKYCTG3; AMMO.PNKYCTG4; AMMO.PNKYCTG5; AMMO.PNKYCTG6; AMMO.PNKYCTG7; AMMO.PNKYCTG8 | [10 empty] | 2000
55204 | MISO | Kinmundy | 19436 | Union Electric Co - (MO) | 38.7619 | -89.0128 | 2816 Kinoka Road | Patoka | IL | 62854 | Marion | SERC | MISO | Midcontinent Independent Transmission System Operator, Inc.. | Natural Gas | Natural Gas Fired Combustion Turbine | 2 | 1; 2 | 270 | 208 | 250 | RE | Electric Utility | 138 | I | AMMO.KMDYCTG1; AMMO.KMDYCTG2 | [10 empty] | 2001
55207 | WECC | Valmont Combustion Turbine Project | 15466 | Public Service Co of Colorado | 40.0205 | -105.2009 | 1800 N 63rd | Boulder | CO | 80302 | Boulder | WECC | PSCO | Public Service Company of Colorado | Natural Gas | Natural Gas Fired Combustion Turbine | 2 | UN7; UN8 | 142.2 | 76 | 80 | RE | Electric Utility | 115 | I | [11 empty] | 2000
55208 | MISO | Lake Benton I | 59496 | ALLETE Clean Energy | 44.2917 | -96.375 | 1740 US Highway 14 West | Lake Benton | MN | 56149 | Lincoln | MRO | MISO | Midcontinent Independent Transmission System Operator, Inc.. | Wind | Onshore Wind Turbine | 1 | EXIS | 107.2 | 103.5 | 103.5 | NR | IPP Non-CHP | 34.5 | Q |  | 139 | Zond | 175 | [7 empty] | 1998
55210 | WECC | Afton Generating Station | 15473 | Public Service Co of NM | 32.1142 | -106.8465 | 10100 West Afton Road | La Mesa | NM | 88044 | Dona Ana | WECC | PNM | Public Service Company of New Mexico | Natural Gas | Natural Gas Fired Combined Cycle | 2 | 0001; 0002 | 287 | 238.6 | 259.4 | RE | Electric Utility | 345 | I | [11 empty] | 2002
55216 | PJM | Morris Cogeneration LLC | 54755 | Morris Cogeneration LLC | 41.4119 | -88.3328 | 8805 N Tabler Rd. | Morris | IL | 60450 | Grundy | RFC | PJM | PJM Interconnection, LLC | Natural Gas | Natural Gas Fired Combined Cycle | 4 | STG1; UNT1; UNT2; UNT3 | 218.8 | 194 | 195 | NR | IPP CHP | 141 | Q | [11 empty] | 1998
55217 | WECC | Los Medanos Energy Center | 2843 | Los Medanos Energy Center LLC | 38.0301 | -121.873 | PO BOX 551, 750 East Third St. | Pittsburg | CA | 94565 | Contra Costa | WECC | CISO | California Independent System Operator | Natural Gas | Natural Gas Fired Combined Cycle | 3 | CTG1; CTG2; STG3 | 678.3 | 559 | 575 | NR | IPP CHP | 115 | Q | POD_LMEC_1_PL1X3-APND | [10 empty] | 2001
55218 | MISO | Hinds Energy Facility | 12685 | Entergy Mississippi LLC | 32.379 | -90.2199 | 3889 Beasley Road | Jackson | MS | 39213 | Hinds | SERC | MISO | Midcontinent Independent Transmission System Operator, Inc.. | Natural Gas | Natural Gas Fired Combined Cycle; Natural Gas Fired Combustion Turbine | 4 | H01; H02; H03; H04BS | 600.4 | 472.9 | 548.4 | RE | Electric Utility | 236 | I | EES.CC.HINDS1 | [10 empty] | 2001
55220 | MISO | Attala | 12685 | Entergy Mississippi LLC | 33.0147 | -89.6753 | 2261Attala Road 4969 | Sallis | MS | 39160 | Attala | SERC | MISO | Midcontinent Independent Transmission System Operator, Inc.. | Natural Gas | Natural Gas Fired Combined Cycle | 3 | A01; A02; A03 | 551.3 | 459.3 | 515.5 | RE | Electric Utility | 500 | I | EES.ATTALA1 | [10 empty] | 2001
55221 | MISO | Harry L. Oswald | 807 | Arkansas Electric Coop Corp | 34.5923 | -92.2166 | 17400 Hwy 365 | Little Rock | AR | 72206 | Pulaski | SERC | MISO | Midcontinent Independent Transmission System Operator, Inc.. | Natural Gas | Natural Gas Fired Combined Cycle | 9 | G1; G2; G3; G4; G5; G6; G7; G8; G9 | 599.5 | 548 | 548 | RE | Electric Utility | 500 | C | EAI.CC.AECCWRT | [10 empty] | 2002
55222 | PJM | Lincoln Generating Facility | 50094 | Lincoln Generating Facility LLC | 41.3933 | -87.9436 | 27150 S. Kankakee St. | Manhattan | IL | 60442 | Will | RFC | PJM | PJM Interconnection, LLC | Natural Gas | Natural Gas Fired Combustion Turbine | 8 | CTG1; CTG2; CTG3; CTG4; CTG5; CTG6; CTG7; CTG8 | 692 | 622.9 | 747.1 | NR | IPP Non-CHP | 354 | Q | [11 empty] | 2000
55224 | MISO | Wheatland Generating Facility | 15470 | Duke Energy Indiana, LLC | 38.6716 | -87.2931 | 480 North Hall Road | Wheatland | IN | 47597 | Knox | RFC | MISO | Midcontinent Independent Transmission System Operator, Inc.. | Natural Gas | Natural Gas Fired Combustion Turbine | 4 | CTG1; CTG2; CTG3; CTG4 | 500.4 | 442 | 508 | RE | Electric Utility | 345 | I | CP/Comm Pricing | [10 empty] | 2000
55225 | SPP | Oneta Energy Center | 2897 | Oneta Power LLC | 36.0119 | -95.6967 | 25142 East 105th ST. South | Broken Arrow | OK | 74014 | Wagoner | MRO | SWPP | Southwest Power Pool | Natural Gas | Natural Gas Fired Combined Cycle | 6 | CTG1; CTG2; CTG3; CTG4; STG1; STG2 | 1214 | 1086.4 | 1128.2 | NR | IPP Non-CHP | 345 | Q | ONETA; ONETA_2; ONETA_3; ONETA_4 | [10 empty] | 2002
55228 | PJM | Greenville Electric Generating Station | 7004 | Buckeye Power, Inc | 40.0758 | -84.6151 | 5119 Sebring Warner Road | Greenville | OH | 45331 | Darke | RFC | PJM | PJM Interconnection, LLC | Natural Gas | Natural Gas Fired Combustion Turbine | 4 | GT1; GT2; GT3; GT4 | 236 | 196 | 236 | RE | Electric Utility | 69 | C | 40243881; 40243883; 40243885; 40243887 | [10 empty] | 2000
55229 | MISO | Montpelier Electric Generating Station | 61919 | Kimura Power LLC | 40.6206 | -85.3057 | 8495 South 450 West | Poneto | IN | 46781 | Wells | RFC | MISO | Midcontinent Independent Transmission System Operator, Inc.. | Natural Gas | Natural Gas Fired Combustion Turbine | 4 | GT1; GT2; GT3; GT4 | 236 | 233.1 | 236 | NR | IPP Non-CHP | 345 | Q | [11 empty] | 2001
55231 | PJM | Liberty Electric Power Plant | 27031 | Liberty Electric Power LLC | 39.8614 | -75.3358 | 1000 Industrial Highway | Eddystone | PA | 19022 | Delaware | RFC | PJM | PJM Interconnection, LLC | Natural Gas | Natural Gas Fired Combined Cycle | 3 | GTG1; GTG2; STG | 614 | 562 | 562 | NR | IPP Non-CHP | 238 | Q | 5133673 | [10 empty] | 2002
55233 | PJM | Handsome Lake Energy LLC | 8027 | Handsome Lake Energy LLC | 41.2908 | -79.8061 | 173 Cornplanter Lane | Kennerdell | PA | 16374 | Venango | RFC | PJM | PJM Interconnection, LLC | Natural Gas | Natural Gas Fired Combustion Turbine | 5 | GT01; GT02; GT03; GT04; GT05 | 294.5 | 267.5 | 267.5 | NR | IPP Non-CHP | 345 | Q | HANDSOME13 KV CT1; HANDSOME13 KV CT2; HANDSOME13 KV CT3; HANDSOME13 KV CT4; HANDSOME13 KV CT5 | [10 empty] | 2001
55234 | MISO | Audrain Generating Station | 19436 | Union Electric Co - (MO) | 39.3092 | -91.5369 | 40897 Highway P | Vandalia | MO | 63382 | Audrain | SERC | MISO | Midcontinent Independent Transmission System Operator, Inc.. | Natural Gas | Natural Gas Fired Combustion Turbine | 8 | GT1; GT2; GT3; GT4; GT5; GT6; GT7; GT8 | 814.4 | 608 | 736 | RE | Electric Utility | 345 | I | AMMO.AUDRN11; AMMO.AUDRN22; AMMO.AUDRN33; AMMO.AUDRN44; AMMO.AUDRN55; AMMO.AUDRN66; AMMO.AUDRN77; AMMO.AUDRN88 | [10 empty] | 2001
55236 | PJM | Lee Energy Facility | 59921 | Lee County Generating Station | 41.8287 | -89.4054 | 1674 Red Brick Rd. | Dixon | IL | 61021 | Lee | RFC | PJM | PJM Interconnection, LLC | Natural Gas | Natural Gas Fired Combustion Turbine | 8 | CT1; CT2; CT3; CT4; CT5; CT6; CT7; CT8 | 692 | 676.8 | 716 | NR | IPP Non-CHP | 345 | Q | 937 LEE13.5 KV LEE31-1; 937 LEE13.5 KV LEE31-2; 937 LEE13.5 KV LEE32-1; 937 LEE13.5 KV LEE32-2; 937 LEE13.5 KV LEE33-1; 937 LEE13.5 KV LEE33-2; 937 LEE13.5 KV LEE34-1; 937 LEE13.5 KV LEE34-2 | [10 empty] | 2001
55237 | MISO | Shelby Energy County | 60168 | Shelby County Energy Center, LLC | 39.2794 | -88.4772 | Centerline Road 344A Route 1 | Neoga | IL | 62447 | Shelby | SERC | MISO | Midcontinent Independent Transmission System Operator, Inc.. | Natural Gas | Natural Gas Fired Combustion Turbine | 8 | CTG1; CTG2; CTG3; CTG4; CTG5; CTG6; CTG7; CTG8 | 483 | 336 | 388 | NR | IPP Non-CHP | 138 | Q | AMIL.REI2CTGA; AMIL.REI2CTGB; AMIL.REI2CTGC; AMIL.REI2CTGD; AMIL.REI2CTGE; AMIL.REI2CTGF; AMIL.REI2CTGG; AMIL.REI2CTGH | [10 empty] | 2000
55238 | PJM | NRG Rockford I | 60504 | Rockford Generation LLC | 42.2386 | -89.1012 | 136 Harrison Ave | Rockford | IL | 61104 | Winnebago | RFC | PJM | PJM Interconnection, LLC | Natural Gas | Natural Gas Fired Combustion Turbine | 2 | 0001; 0002 | 316 | 361.6 | 376 | NR | IPP Non-CHP | 138 | Q | [11 empty] | 2000
55239 | PJM | Red Oak Power LLC | 22131 | Red Oak Operating Services LLC | 40.4487 | -74.3489 | 832 Red Oak Lane | Sayreville | NJ | 8872 | Middlesex | RFC | PJM | PJM Interconnection, LLC | Natural Gas | Natural Gas Fired Combined Cycle | 4 | 0001; 0002; 0003; 0004 | 821.1 | 775.9 | 823.1 | NR | IPP Non-CHP | 230 | Q | 1048052; 1048049; 1048050; 1048051 | [10 empty] | 2002
55247 | PJM | Darby Power, LLC | 61134 | Darby Power, LLC | 39.7139 | -83.1778 | 12509 Adkins Road | Mt Sterling | OH | 43143 | Pickaway | RFC | PJM | PJM Interconnection, LLC | Natural Gas | Natural Gas Fired Combustion Turbine | 6 | GT1; GT2; GT3; GT4; GT5; GT6 | 564 | 480 | 540 | NR | IPP Non-CHP | 345 | Q | Adkins 13.8 Kv | [10 empty] | 2001
55250 | PJM | University Park South | 57043 | University Park Energy LLC | 41.4409 | -87.7532 | 2635 Dralle Road | University Park | IL | 60484 | Will | RFC | PJM | PJM Interconnection, LLC | Natural Gas | Natural Gas Fired Combustion Turbine | 6 | UPG1; UPG2; UPG3; UPG4; UPG5; UPG6 | 353.4 | 300 | 336 | NR | IPP Non-CHP | 138 | Q | 946 UNIV13.5 KV UP31-1; 946 UNIV13.5 KV UP31-2; 946 UNIV13.5 KV UP32-1; 946 UNIV13.5 KV UP32-2; 946 UNIV13.5 KV UP33-1; 946 UNIV13.5 KV UP33-2 | [10 empty] | 2001
55253 | PJM | Crete Energy Venture LLC | 50166 | Crete Energy Venture LLC | 41.4294 | -87.6187 | 25400 Hartman Drive | Crete | IL | 60417 | Will | RFC | PJM | PJM Interconnection, LLC | Natural Gas | Natural Gas Fired Combustion Turbine | 4 | GT1; GT2; GT3; GT4 | 356 | 300 | 348.8 | NR | IPP Non-CHP | 354 | Q | [11 empty] | 2002
55259 | MISO | Whiting Clean Energy | 56195 | BP Alternative Energy | 41.6739 | -87.4775 | 2155 Standard Ave. | Whiting | IN | 46394 | Lake | RFC | MISO | Midcontinent Independent Transmission System Operator, Inc.. | Natural Gas | Natural Gas Fired Combined Cycle | 3 | CT1; CT2; ST1 | 576.8 | 513 | 557 | NR | IPP CHP | 138 | COM | nips.cc.whitn | [10 empty] | 2002
55262 | PJM | Bowling Green Generating Station | 40577 | American Mun Power-Ohio, Inc | 41.3974 | -83.6412 | 1225 North College Drive | Bowling Green | OH | 43402 | Wood | RFC | PJM | PJM Interconnection, LLC | Natural Gas | Natural Gas Fired Combustion Turbine | 2 | CT1; CT2 | 49.5 | 38 | 49.5 | RE | Electric Utility | 69 | M | [11 empty] | 2000
55263 | PJM | Galion Generating Station | 40577 | American Mun Power-Ohio, Inc | 40.7167 | -82.789 | 900 South Street | Galion | OH | 44835 | Crawford | RFC | PJM | PJM Interconnection, LLC | Natural Gas | Natural Gas Fired Combustion Turbine | 2 | CT1; CT2 | 49.5 | 38 | 49.5 | RE | Electric Utility | 69 | M | [11 empty] | 2000
55264 | PJM | Napoleon Peaking Station | 40577 | American Mun Power-Ohio, Inc | 41.4079 | -84.1095 | 775 Interchange Drive | Napoleon | OH | 43545 | Henry | RFC | PJM | PJM Interconnection, LLC | Natural Gas | Natural Gas Fired Combustion Turbine | 2 | CT1; CT2 | 49.5 | 38 | 49.5 | RE | Electric Utility | 69 | M | [11 empty] | 2000
55265 | MISO | Lake Benton II | 13781 | Northern States Power Co - Minnesota | 44.1294 | -96.117 | 150 Evans Street | Ruthton | MN | 56170 | Pipestone | MRO | MISO | Midcontinent Independent Transmission System Operator, Inc.. | Wind | Onshore Wind Turbine | 1 | EXIS | 100.2 | 98.8 | 98.8 | RE | Electric Utility | 230 | I |  | 137 | Zond | 168 | [7 empty] | 1999
55270 | MISO | Jackson Generating Station | 4254 | Consumers Energy Co - (MI) | 42.2488 | -84.3767 | 2219 Chapin St | Jackson | MI | 49203 | Jackson | RFC | MISO | Midcontinent Independent Transmission System Operator, Inc.. | Natural Gas | Natural Gas Fired Combined Cycle | 9 | 7EA; LM1; LM2; LM3; LM4; LM5; LM6; ST1; ST2 | 649 | 534.4 | 578.8 | RE | Electric Utility | 138 | I | CONS.CC.PLYM | [10 empty] | 2002
55276 | PJM | Ceredo Generating Station | 733 | Appalachian Power Co | 38.3681 | -82.5339 | 1662 Walker Branch Road | Huntington | WV | 25704 | Wayne | RFC | PJM | PJM Interconnection, LLC | Natural Gas | Natural Gas Fired Combustion Turbine | 6 | 01; 02; 03; 04; 05; 06 | 519 | 450 | 516 | RE | Electric Utility | 138 | I | [11 empty] | 2001
55278 | WECC | Beaver Creek Gas Plant | 64404 | Denbury Inc | 42.8475 | -108.3136 | 380 Beaver Creek Road | Riverton | WY | 82501 | Fremont | WECC | WACM | Western Area Power Administration - Rocky Mountain Region | Mixed | Natural Gas Fired Combustion Turbine; All Other | 4 | 1; 2; STG-1; STG-2 | 6.8 | 5.4 | 6.8 | NR | Industrial CHP | 24.9 | IND | [11 empty] | 1983
55279 | PJM | Aurora | 60503 | Aurora Generation LLC | 41.8151 | -88.2265 | 2909 North Eola Road | Aurora | IL | 60504 | DuPage | RFC | PJM | PJM Interconnection, LLC | Natural Gas | Natural Gas Fired Combustion Turbine | 10 | CTG1; CTG10; CTG2; CTG3; CTG4; CTG5; CTG6; CTG7; CTG8; CTG9 | 1086.2 | 991.1 | 1108.9 | NR | IPP Non-CHP | 138 | Q | 32417775; 32417773; 32417777; 32417779; 32417781; 32417763; 32417765; 32417767; 32417769; 32417771 | [10 empty] | 2001
55282 | WECC | Arlington Valley Energy Facility | 56812 | Arlington Valley LLC | 33.3417 | -112.8897 | 39027 W Elliot Road | Arlington | AZ | 85322 | Maricopa | WECC | DEAA | Arlington Valley, LLC - AVBA | Natural Gas | Natural Gas Fired Combined Cycle | 3 | CTG1; CTG2; STG1 | 713 | 580 | 580 | NR | IPP Non-CHP | 530 | Q | [11 empty] | 2002
55283 | WECC | Front Range Power Plant | 3989 | City of Colorado Springs - (CO) | 38.6281 | -104.7069 | 6615 Generation Drive | Fountain | CO | 80817 | El Paso | WECC | WACM | Western Area Power Administration - Rocky Mountain Region | Natural Gas | Natural Gas Fired Combined Cycle | 3 | 1; 2; 3 | 554.3 | 460 | 480 | RE | Electric Utility | 230 | M | [11 empty] | 2003
55284 | PJM | Big Sandy Peaker Plant | 60432 | Middle River Power II, LLC | 38.3441 | -82.5938 | 2570 Route 52 | Kenona | WV | 25530 | Wayne | RFC | PJM | PJM Interconnection, LLC | Natural Gas | Natural Gas Fired Combustion Turbine | 6 | BSG1; BSG2; BSG3; BSG4; BSG5; BSG6 | 353.4 | 300 | 342 | NR | IPP Non-CHP | 138 | Q | 32418571 AEP Big Sandy CT1; 32418573 AEP Big Sandy CT2; 324118575 AEP Big Sandy CT3; 32418577 AEP Big Sandy CT4; 32418579 AEP Big Sandy CT5; 32418581 AEP Big Sandy CT6 | [10 empty] | 2001
55285 | PJM | Wolf Hills Energy | 60432 | Middle River Power II, LLC | 36.6644 | -82.1044 | 14555 Industrial Park Rd | Bristol | VA | 24202 | Washington | RFC | PJM | PJM Interconnection, LLC | Natural Gas | Natural Gas Fired Combustion Turbine | 5 | WHG1; WHG2; WHG3; WHG4; WHG5 | 285 | 250 | 285 | NR | IPP Non-CHP | 138 | Q | 32418583 AEP Wolf Hill CT1; 32418585 AEP Wolf Hill CT2; 32418587 AEP Wolf Hill CT3; 32418589 AEP Wolf Hill CT4; 32418591 AEP Wolf Hill CT5 | [10 empty] | 2001
55287 | MISO | Storm Lake II | 59496 | ALLETE Clean Energy | 42.8417 | -95.405 | 5320 50th Ave | Alta | IA | 51002 | Buena Vista | MRO | MISO | Midcontinent Independent Transmission System Operator, Inc.. | Wind | Onshore Wind Turbine | 1 | EXIS | 80.2 | 76.5 | 76.5 | NR | IPP Non-CHP | 69 | Q |  | 102 | Zond | 217 | [7 empty] | 1999
55295 | WECC | Blythe Energy Inc | 58453 | AltaGas Blythe Operations Inc | 33.6157 | -114.6865 | 385 N Buck Blvd. | Blythe | CA | 92225 | Riverside | WECC | CISO | California Independent System Operator | Natural Gas | Natural Gas Fired Combined Cycle | 3 | CT1; CT2; ST1 | 591 | 514 | 525 | NR | IPP Non-CHP | 230 | Q | Buck BL_2_PL1X3-APND | [10 empty] | 2003
55296 | PJM | Calumet Energy Team LLC | 56213 | IPA Operations Inc - Calumet | 41.6835 | -87.5563 | 11653 S Torrance Ave | Chicago | IL | 60617 | Cook | RFC | PJM | PJM Interconnection, LLC | Natural Gas | Natural Gas Fired Combustion Turbine | 2 | CT11; CT12 | 312.8 | 326.1 | 352 | NR | IPP Non-CHP | 138 | Q | [11 empty] | 2002
55297 | PJM | New Covert Generating Facility | 4254 | Consumers Energy Co - (MI) | 42.3224 | -86.2937 | 26000 77th Street | Covert | MI | 49043 | Van Buren | RFC | PJM | PJM Interconnection, LLC | Natural Gas | Natural Gas Fired Combined Cycle | 6 | 1; 1A; 2; 2A; 3; 3A | 1176 | 1586.3 | 1790.8 | RE | Electric Utility | 345 | I | CONS.CC.COVER1 | [10 empty] | 2004
55298 | PJM | Fairless Energy Center | 61786 | Edgewater Generation, LLC | 40.1475 | -74.7411 | 50 Energy Drive | Fairless Hills | PA | 19030 | Bucks | RFC | PJM | PJM Interconnection, LLC | Natural Gas | Natural Gas Fired Combined Cycle | 6 | CT1A; CT1B; CT2A; CT2B; ST1; ST2 | 1338 | 1280 | 1355.4 | NR | IPP Non-CHP | 230 | Q | 31020643 FORDMILL; 31020645 FORDMILL; 31020637 FORDMILL; 31020639 FORDMILL; 31020647 FORDMILL; 31020641 FORDMILL | [10 empty] | 2004
55306 | WECC | Gila River Power Block 4 | 16572 | Salt River Project | 32.975 | -112.6944 | 1250 East Watermelon Road | Gila Bend | AZ | 85337 | Maricopa | WECC | SRP | Salt River Project | Natural Gas | Natural Gas Fired Combined Cycle | 3 | CTG7; CTG8; ST12 | 619 | 570 | 617 | RE | Electric Utility | 500 | P | [11 empty] | 2003
55309 | MISO | Air Products Port Arthur | 56304 | Air Products LLC | 29.8665 | -93.9651 | 1801 S Gulfway Drive | Port Arthur | TX | 77640 | Jefferson | SERC | MISO | Midcontinent Independent Transmission System Operator, Inc.. | Mixed | Natural Gas Fired Combustion Turbine; Other Gases | 4 | GEN 5; GEN1; GEN3; GEN4 | 169.1 | 158.9 | 174.8 | NR | Industrial CHP | 230 | IND | [11 empty] | 2000
55322 | WECC | Chuck Lenzie Generating Station | 13407 | Nevada Power Co | 36.3837 | -114.9218 | 11405 US Highway 93 | Apex | NV | 89124 | Clark | WECC | NEVP | Nevada Power Company | Natural Gas | Natural Gas Fired Combined Cycle | 6 | CTG1; CTG2; CTG3; CTG4; ST1; ST2 | 1465.6 | 1242 | 1246 | RE | Electric Utility | 500 | I | [11 empty] | 2006
55328 | WECC | Hermiston Power Partnership | 7869 | Hermiston Power Partnership | 45.794 | -119.3133 | 78910 Simplot Road | Hermiston | OR | 97838 | Umatilla | WECC | GRID | Gridforce Energy Management, LLC | Natural Gas | Natural Gas Fired Combined Cycle | 3 | CTG1; CTG2; STG1 | 689.4 | 629 | 658 | NR | IPP Non-CHP | 500 | Q | [11 empty] | 2002
55333 | WECC | Delta Energy Center | 5030 | Delta Energy Center LLC | 38.0169 | -121.8439 | 1200 Arcy Lane | Pittsburg | CA | 94565 | Contra Costa | WECC | CISO | California Independent System Operator | Natural Gas | Natural Gas Fired Combined Cycle | 4 | CTG1; CTG2; CTG3; STG1 | 943.5 | 842 | 882 | NR | IPP Non-CHP | 230 | Q | DELTA_2_PL1X4 | [10 empty] | 2002
55334 | MISO | Holland Energy Facility | 49974 | NAES Corporation - (WA) | 39.2231 | -88.7584 | 2160 E 000 North Road | Beecher City | IL | 62414 | Shelby | SERC | MISO | Midcontinent Independent Transmission System Operator, Inc.. | Natural Gas | Natural Gas Fired Combined Cycle | 3 | CTG1; CTG2; STG1 | 702.1 | 602.2 | 647.9 | RE | Electric Utility | 345 | C | AMIL.CSTNCTG1; AMIL.CSTNCTG2; AMIL.CSTN3 | [10 empty] | 2002
55337 | PJM | Ironwood LLC | 61121 | Helix Ironwood LLC | 40.3509 | -76.3658 | 305 Prescott Road | Lebanon | PA | 17042 | Lebanon | RFC | PJM | PJM Interconnection, LLC | Natural Gas | Natural Gas Fired Combined Cycle | 3 | CT1; CT2; ST4 | 777.6 | 760 | 760 | NR | IPP Non-CHP | 230 | Q | 659773; 659774; 659772 | [10 empty] | 2001
55339 | WECC | Phoenix Wind Power LLC | 15399 | Avangrid Power LLC | 33.9167 | -116.55 | 19020 Indian Ave PO Box 581010 | North Palm Springs | CA | 92258 | Riverside | WECC | CISO | California Independent System Operator | Wind | Onshore Wind Turbine | 1 | GEN1 | 2.1 | 2.1 | 2.1 | NR | IPP Non-CHP | 34 | Q |  | 3 | Gamesa | 160 | [7 empty] | 1999
55342 | MISO | Woodstock Windfarm | 56769 | Consolidated Edison Development Inc. | 43.9858 | -96.0786 | 996 190th Avenue | Woodstock | MN | 56186 | Pipestone | MRO | MISO | Midcontinent Independent Transmission System Operator, Inc.. | Wind | Onshore Wind Turbine | 1 | WIND | 9.2 | 9.2 | 9.2 | NR | IPP Non-CHP | 34.5 | Q |  | 4 | GE | 262.5 | [7 empty] | 1999
55343 | WECC | Luna Energy Facility | 15473 | Public Service Co of NM | 32.2993 | -107.7834 | 1895 Arrowhead Dr., NW | Deming | NM | 88030 | Luna | WECC | PNM | Public Service Company of New Mexico | Natural Gas | Natural Gas Fired Combined Cycle | 3 | CTG1; CTG2; STG1 | 650 | 559 | 611 | RE | Electric Utility | 345 | I | [11 empty] | 2006
55345 | WECC | Otay Mesa Generating Project | 14274 | Otay Mesa Energy Center LLC | 32.5815 | -116.915 | 606 De LA Fuente Court | San Diego | CA | 92154 | San Diego | WECC | CISO | California Independent System Operator | Natural Gas | Natural Gas Fired Combined Cycle | 3 | 1-01; 1-02; 1-03 | 710.7 | 571 | 614 | NR | IPP Non-CHP | 230 | Q | [11 empty] | 2009
55347 | PJM | Armstrong | 56412 | Armstrong Power LLC | 40.638 | -79.3517 | 2313 State Route 156 | Shelocta | PA | 15774 | Armstrong | RFC | PJM | PJM Interconnection, LLC | Natural Gas | Natural Gas Fired Combustion Turbine | 4 | 1; 2; 3; 4 | 688 | 670.7 | 829.7 | NR | IPP Non-CHP | 526 | Q | SBEND 18kv-ct1; SBEND 18kv-ct2; SBEND 18kv-ct3; SBEND 18kv-ct4 | [10 empty] | 2002
55348 | PJM | Troy Energy LLC | 56533 | Troy Energy LLC | 41.4772 | -83.4598 | 22379 Pemberville Road | Luckey | OH | 43443 | Wood | RFC | PJM | PJM Interconnection, LLC | Natural Gas | Natural Gas Fired Combustion Turbine | 4 | 1; 2; 3; 4 | 795.6 | 707 | 786.41 | NR | IPP Non-CHP | 345 | Q | [11 empty] | 2002
55349 | PJM | Pleasants Energy LLC | 55749 | Pleasants Energy LLC | 39.3325 | -81.3642 | 10319 South Pleasants Highway | St Mary's | WV | 26170 | Pleasants | RFC | PJM | PJM Interconnection, LLC | Natural Gas | Natural Gas Fired Combustion Turbine | 2 | 1; 2 | 382.8 | 338.3 | 338.3 | NR | IPP Non-CHP | 138 | Q | OakGrove 1; Oakgrove 2 | [10 empty] | 2002
55350 | PJM | Dresden Energy Facility | 733 | Appalachian Power Co | 40.0928 | -82.0276 | 9595 McGlade School Road | Dresden | OH | 43821 | Muskingum | RFC | PJM | PJM Interconnection, LLC | Natural Gas | Natural Gas Fired Combined Cycle | 3 | 1; 2; 3 | 678.3 | 540 | 625 | RE | Electric Utility | 138 | I | [11 empty] | 2012
55353 | MISO | Lakota Ridge LLC | 65888 | Lakota Ridge, LLC (Longroad) | 44.3996 | -96.4284 | City Road 1 | Hendricks | MN | 56142 | Lincoln | MRO | MISO | Midcontinent Independent Transmission System Operator, Inc.. | Wind | Onshore Wind Turbine | 1 | NMO1 | 11.2 | 11.2 | 11.2 | NR | IPP Non-CHP | 34.5 | Q |  | 15 | Micon | 164 | [7 empty] | 1999
55354 | MISO | Shaokatan Hills LLC | 65889 | Shaokatan Hills, LLC (Longroad) | 44.4217 | -96.4347 | City Road 1 | Hendricks | MN | 56142 | Lincoln | MRO | MISO | Midcontinent Independent Transmission System Operator, Inc.. | Wind | Onshore Wind Turbine | 1 | 6150 | 11.8 | 11.8 | 11.8 | NR | IPP Non-CHP | 34.5 | Q |  | 18 | Vestas | 213 | [7 empty] | 1999
55357 | MISO | Jack Fusco Energy Center | 2171 | Brazos Valley Energy | 29.4731 | -95.6244 | 3440 Lockwood Rd. | Thompsons | TX | 77481 | Fort Bend | TRE | MISO | Midcontinent Independent Transmission System Operator, Inc.. | Natural Gas | Natural Gas Fired Combined Cycle | 3 | CTG1; CTG2; STG1 | 675.6 | 538 | 550 | NR | IPP Non-CHP | 345 | I | Brazos V; Braxos V | [10 empty] | 2003
55358 | MISO | Cottonwood Energy Company LP | 4405 | NRG Cottonwood Tenant LLC | 30.2588 | -93.7353 | 976 County Road 4213 | Deweyville | TX | 77614 | Newton | SERC | MISO | Midcontinent Independent Transmission System Operator, Inc.. | Natural Gas | Natural Gas Fired Combined Cycle | 8 | CT1; CT2; CT3; CT4; ST1; ST2; ST3; ST4 | 1433.6 | 1138.8 | 1220.1 | NR | IPP Non-CHP | 500 | Q | [11 empty] | 2003
55364 | MISO | Sugar Creek Power | 13756 | Northern Indiana Pub Serv Co | 39.3931 | -87.5108 | 5900 Darwin Rd. | West Terre Haute | IN | 47885 | Vigo | RFC | MISO | Midcontinent Independent Transmission System Operator, Inc.. | Natural Gas | Natural Gas Fired Combined Cycle | 3 | CT01; CT02; ST1 | 619.4 | 537.3 | 640.9 | RE | Electric Utility | 345 | I | CIN.CC.SUGRCK | [10 empty] | 2002
55370 | PJM | Green Mountain Storage, LLC | 6862 | Green Mountain Storage, LLC | 39.8514 | -79.0706 | 226 Schrock Road | Garrett | PA | 15542 | Somerset | RFC | PJM | PJM Interconnection, LLC | Battery | Batteries | 1 | BGM | 10.4 | 10.4 | 10.4 | NR | IPP Non-CHP | 25 | Q | [7 empty] | 10.4 | 10.4 | 10.4 | LIB | 2016
55372 | WECC | Harquahala Generating Project | 32790 | New Harquahala Generating Co, LLC | 33.476 | -113.1134 | 2530 North 491 Ave | Tonopah | AZ | 85354 | Maricopa | WECC | HGMA | New Harquahala Generating Company, LLC - HGBA | Natural Gas | Natural Gas Fired Combined Cycle | 6 | CTG1; CTG2; CTG3; STG1; STG2; STG3 | 1277.1 | 1042.9 | 1100.3 | NR | IPP Non-CHP | 525 | Q | [11 empty] | 2004
55377 | PJM | Gans | 61317 | Gans Energy LLC | 39.7475 | -79.8389 | Gans Road | Gans | PA | 15439 | FAYETTE | RFC | PJM | PJM Interconnection, LLC | Natural Gas | Natural Gas Fired Combustion Turbine | 2 | UNT8; UNT9 | 87.6 | 96.8 | 98 | NR | IPP Non-CHP | 138 | Q | [11 empty] | 2000
55380 | MISO | Union Power Station | 814 | Entergy Arkansas LLC | 33.2961 | -92.5894 | 6434 Calion Hwy | El Dorado | AR | 71730 | Union | SERC | MISO | Midcontinent Independent Transmission System Operator, Inc.. | Natural Gas | Natural Gas Fired Combined Cycle | 12 | CTG1; CTG2; CTG3; CTG4; CTG5; CTG6; CTG7; CTG8; STG1; STG2; STG3; STG4 | 2428 | 2037 | 2318.1 | RE | Electric Utility | 500 | I | EAI.PUPP1_CT1; EAI.PUPP1_CT2; EAI.PUPP_2A; EAI.PUPP_2B; EAI.PUPP_3A; EAI.PUPP_3B; EAI.PUPP_4A; EAI.PUPP_4B; EAI.PUPP1_ST; EAI_PUPP_2C; EAI_PUPP_3C; EAI_PUPP_4C | [10 empty] | 2003
55381 | PJM | Commonwealth Chesapeake | 4194 | Commonwealth Chesapeake Co LLC | 37.9892 | -75.54 | 3415 White Oak Way | New Church | VA | 23415 | Accomack | RFC | PJM | PJM Interconnection, LLC | Petroleum | Petroleum Liquids | 7 | UNT1; UNT2; UNT3; UNT4; UNT5; UNT6; UNT7 | 402.5 | 317.1 | 325.5 | NR | IPP Non-CHP | 138 | Q | 93150; 93151; 93152; 1048078; 1048079; 104080; 104081 | [10 empty] | 2000
55391 | MISO | RockGen Energy Center | 4716 | Dairyland Power Coop | 42.9767 | -89.0492 | 2346 Clearview Road | Cambridge | WI | 53523 | Dane | MRO | MISO | Midcontinent Independent Transmission System Operator, Inc.. | Natural Gas | Natural Gas Fired Combustion Turbine | 3 | 01; 02; 03 | 561 | 489 | 489 | RE | Electric Utility | 138 | C | [11 empty] | 2001
55392 | PJM | Zion Energy Center | 21191 | Zion Energy LLC | 42.4776 | -87.895 | 5701 Ninth Street | Zion | IL | 60099 | Lake | RFC | PJM | PJM Interconnection, LLC | Natural Gas | Natural Gas Fired Combustion Turbine | 3 | CTG1; CTG2; CTG3 | 596.7 | 478 | 532 | NR | IPP Non-CHP | 345 | Q | [11 empty] | 2002
55393 | WECC | Metcalf Energy Center | 2799 | Calpine Corp - Metcalf Energy Center | 37.2207 | -121.7457 | 1 Blanchard RD, PO BOX 13190 | San Jose | CA | 95013 | Santa Clara | WECC | CISO | California Independent System Operator | Natural Gas | Natural Gas Fired Combined Cycle | 3 | CTG1; CTG2; STG1 | 635 | 557 | 592 | NR | IPP Non-CHP | 230 | Q | [11 empty] | 2005
55395 | MISO | Crossroads Energy Center | 3702 | Clarksdale Public Utilities | 34.183 | -90.5621 | 240 Hicks Street | Clarksdale | MS | 38614 | Coahoma | SERC | MISO | Midcontinent Independent Transmission System Operator, Inc.. | Natural Gas | Natural Gas Fired Combustion Turbine | 4 | CT01; CT02; CT03; CT04 | 306.4 | 308 | 308 | RE | Electric Utility | 230 | M | [11 empty] | 2002
55397 | PJM | Washington Energy Facility | 59922 | Dynegy Washington Energy Facility | 39.58 | -81.6564 | 859 ST RT 83 | Beverly | OH | 45715 | Washington | RFC | PJM | PJM Interconnection, LLC | Natural Gas | Natural Gas Fired Combined Cycle | 3 | CT1; CT2; ST1 | 714.9 | 661 | 686 | NR | IPP Non-CHP | 345 | Q | ADHUB | [10 empty] | 2002
55400 | WECC | Elk Hills Power LLC | 34164 | Elk Hills Power LLC | 35.2803 | -119.4707 | 4026 Skyline Road | Tupman | CA | 93276 | Kern | WECC | CISO | California Independent System Operator | Natural Gas | Natural Gas Fired Combined Cycle | 3 | CTG1; CTG2; STG | 623 | 525 | 549 | NR | IPP CHP | 230 | Q | ELKHIL_2 PL1X3; ELKHIL 2 PL1X3 | [10 empty] | 2003
55401 | PJM | Rolling Hills Generating | 56558 | Rolling Hills Generating LLC | 39.0839 | -82.3328 | 43111 State Rt 160 | Wilkesville | OH | 45695 | Vinton | RFC | PJM | PJM Interconnection, LLC | Natural Gas | Natural Gas Fired Combustion Turbine | 5 | CT1; CT2; CT3; CT4; CT5 | 977.5 | 925 | 1045 | NR | IPP Non-CHP | 765 | Q | FLATLICK 1 - 32418627; FLATLICK 2 - 32418629; FLATLICK 3 - 32418631; FLATLICK 4 - 32418633; FLATLICK 5 - 32418635 | [10 empty] | 2003
55402 | MISO | Renaissance Power Plant | 5109 | DTE Electric Company | 43.1864 | -84.8429 | 950 N. Division St | Carson City | MI | 48811 | Montcalm | RFC | MISO | Midcontinent Independent Transmission System Operator, Inc.. | Natural Gas | Natural Gas Fired Combustion Turbine | 4 | CT1; CT2; CT3; CT4 | 782 | 652 | 776 | RE | Electric Utility | 345 | I | CONS.RENAIGEN1; CONS.RENAIGEN2; CONS.RENAIGEN3; CONS.RENAIGEN4 | [10 empty] | 2002
55404 | MISO | Carville Energy LLC | 3131 | Carville Energy LLC | 30.2294 | -91.065 | 4322 Hwy 30 | St Gabriel | LA | 70776 | Iberville | SERC | MISO | Midcontinent Independent Transmission System Operator, Inc.. | Natural Gas | Natural Gas Fired Combined Cycle | 3 | CTG1; CTG2; STG | 555 | 521 | 541 | NR | IPP CHP | 230 | Q | EES.CAR_A; EES.CAR_BC | [10 empty] | 2003
55417 | MISO | Raccoon Creek Energy Center | 19436 | Union Electric Co - (MO) | 38.6996 | -88.5392 | 676 Cypress Drive | Flora | IL | 62839 | Clay | SERC | MISO | Midcontinent Independent Transmission System Operator, Inc.. | Natural Gas | Natural Gas Fired Combustion Turbine | 4 | CT01; CT02; CT03; CT04 | 456 | 304 | 368 | RE | Electric Utility | 345 | I | AMMO.RCCKCTG1; AMMO.RCCKCTG2; AMMO.RCCKCTG3; AMMO.RCCKCTG4 | [10 empty] | 2002
55418 | MISO | Hot Spring Generating Facility | 814 | Entergy Arkansas LLC | 34.2976 | -92.8683 | 696 Black Branch Rd. | Malvern | AR | 72104 | Hot Spring | SERC | MISO | Midcontinent Independent Transmission System Operator, Inc.. | Natural Gas | Natural Gas Fired Combined Cycle | 3 | CT1; CT2; ST1 | 714.8 | 562.7 | 636.2 | RE | Electric Utility | 500 | I | EAI.CC.HT_SPR1 | [10 empty] | 2002
55419 | MISO | Plaquemine Cogeneration Plant | 5347 | Dow Chemical Co | 30.3217 | -91.2347 | 21255 Highway 1 | Plaquemine | LA | 70765 | Iberville | SERC | MISO | Midcontinent Independent Transmission System Operator, Inc.. | Natural Gas | Natural Gas Fired Combined Cycle | 7 | G500; G600; G700; G800; ST5; ST6; ST7 | 1084.8 | 890.8 | 1030.8 | NR | Industrial CHP | 230 | IND | EES,DOWCHEM; ESS.DOWCHEM | [10 empty] | 2004
55429 | MISO | Kentucky Mills | 55839 | Domtar Paper Company LLC | 37.8948 | -86.6854 | PO Box 130, Hwy 1406 | Hawesville | KY | 42348 | Hancock | SERC | MISO | Midcontinent Independent Transmission System Operator, Inc.. | Other | Wood/Wood Waste Biomass | 1 | 01 | 88 | 49 | 60 | NR | Industrial CHP | 12.48 | IND | [11 empty] | 2001
55433 | MISO | Bayou Cove Peaking Power | 64383 | Bayou Cove, LLC | 30.2825 | -92.5997 | 118 Bergeaux Road | Jennings | LA | 70546 | Acadia | SERC | MISO | Midcontinent Independent Transmission System Operator, Inc.. | Natural Gas | Natural Gas Fired Combustion Turbine | 4 | 0001; 0002; 0003; 0004 | 416 | 291.1 | 346.8 | NR | IPP Non-CHP | 138 | Q | [11 empty] | 2002
55438 | PJM | MRP Elgin LLC | 64030 | Lincoln Operating Services, LLC | 42.0001 | -88.2446 | 1559 Gifford Road | Elgin | IL | 60120 | Cook | RFC | PJM | PJM Interconnection, LLC | Natural Gas | Natural Gas Fired Combustion Turbine | 4 | CT01; CT02; CT03; CT04 | 540 | 485.5 | 500 | NR | IPP Non-CHP | 138 | Q | 960 ELGI13.5 KV EE-1; 960 ELGI13.5 KV EE-2; 960 ELGI13.5 KV EE-3; 960 ELGI13.5 KV EE-4 | [10 empty] | 2002
55439 | PJM | Tenaska Virginia Generating Station | 18569 | Tenaska Virginia Partners LP | 37.8667 | -78.3813 | 2300 Branch Road | Scottsville | VA | 24590 | Fluvanna | SERC | PJM | PJM Interconnection, LLC | Natural Gas | Natural Gas Fired Combined Cycle | 4 | CTG1; CTG2; CTG3; STG1 | 1011.4 | 937.4 | 981.2 | NR | IPP Non-CHP | 525 | Q | Tenaska Fluvanna Generating Station | [10 empty] | 2004
55447 | MISO | Columbia Energy Center | 4045 | City of Columbia - (MO) | 39.0192 | -92.2629 | 4902 Peabody Road | Columbia | MO | 65202 | Boone | SERC | MISO | Midcontinent Independent Transmission System Operator, Inc.. | Natural Gas | Natural Gas Fired Combustion Turbine | 4 | CT01; CT02; CT03; CT04 | 162.8 | 140 | 160 | RE | Electric Utility | 69 | M | CWLD.CWLD | [10 empty] | 2001
55453 | WECC | Fountain Valley Power Facility | 6632 | Fountain Valley Power LLC | 38.5569 | -104.6875 | 18693 Boca Raton Heights | Fountain | CO | 80817 | El Paso | WECC | PSCO | Public Service Company of Colorado | Natural Gas | Natural Gas Fired Combustion Turbine | 6 | S1; S2; S3; S4; S5; S6 | 228 | 234 | 252 | NR | IPP Non-CHP | 230 | Q | [11 empty] | 2001
55455 | WECC | Red Hawk | 803 | Arizona Public Service Co | 33.3346 | -112.8406 | 11600 South 363 rd Ave. | Arlington | AZ | 85322 | Maricopa | WECC | SRP | Salt River Project | Natural Gas | Natural Gas Fired Combined Cycle | 6 | CT1A; CT1B; CT2A; CT2B; ST1; ST2 | 1127 | 874 | 1071 | RE | Electric Utility | 500 | I | [11 empty] | 2002
55457 | SPP | McClain Energy Facility | 14063 | Oklahoma Gas & Electric Co | 35.2977 | -97.5898 | 801 N. E. 34th Street | Newcastle | OK | 73065 | McClain | MRO | SWPP | Southwest Power Pool | Natural Gas | Natural Gas Fired Combined Cycle | 3 | CT1; CT2; ST1 | 551.3 | 486.7 | 486.7 | RE | Electric Utility | 138 | I | OKGEMCC | [10 empty] | 2001
55460 | PJM | Indeck Niles Energy Center | 61395 | Indeck Niles, LLC | 41.8621 | -86.2214 | 2200 Progressive Ave. | Niles | MI | 49120 | Cass | RFC | PJM | PJM Interconnection, LLC | Natural Gas | Natural Gas Fired Combined Cycle | 3 | CT1; CT2; ST1 | 1174.4 | 1081.5 | 1097.1 | NR | IPP Non-CHP | 345 | Q | 2156111015; 2156111016; 2156111014 | [10 empty] | 2022
55463 | SPP | Redbud Power Plant | 14063 | Oklahoma Gas & Electric Co | 35.6856 | -97.2264 | 20922 Triple X Road | Luther | OK | 73054 | Oklahoma | MRO | SWPP | Southwest Power Pool | Natural Gas | Natural Gas Fired Combined Cycle | 8 | CT01; CT02; CT03; CT04; ST01; ST02; ST03; ST04 | 1433.6 | 1214 | 1214 | RE | Electric Utility | 345 | I | OKGEREDBUD1; OKGEREDBUD2; OKGEREDBUD3; OKGEREDBUD4 | [10 empty] | 2004
55467 | MISO | Ouachita | 11241 | Entergy Louisiana LLC | 32.7061 | -92.0683 | 350 Harvey Gregg Rd. | Sterlington | LA | 71280 | Ouachita | SERC | MISO | Midcontinent Independent Transmission System Operator, Inc.. | Natural Gas | Natural Gas Fired Combined Cycle | 6 | CTG1; CTG2; CTG3; STG1; STG2; STG3 | 903.9 | 722 | 836.9 | RE | Electric Utility | 500 | I | [11 empty] | 2002
55477 | WECC | Neil Simpson Gas Turbine #2 | 19545 | Black Hills Power, Inc. | 44.285 | -105.3786 | 13151 Highway 51 | Gillette | WY | 82718 | Campbell | WECC | WACM | Western Area Power Administration - Rocky Mountain Region | Natural Gas | Natural Gas Fired Combustion Turbine | 1 | GT2 | 40 | 34 | 38 | RE | Electric Utility | 69 | I | [11 empty] | 2001
55478 | WECC | Lange Generating Station | 19545 | Black Hills Power, Inc. | 44.1218 | -103.2641 | 3650 Deadwood Ave | Rapid City | SD | 57702 | Pennington | WECC | WACM | Western Area Power Administration - Rocky Mountain Region | Natural Gas | Natural Gas Fired Combustion Turbine | 1 | 0001 | 40 | 34 | 38 | RE | Electric Utility | 69 | I | [11 empty] | 2002
55479 | WECC | Wygen 1 | 19545 | Black Hills Power, Inc. | 44.2858 | -105.3833 | 13151 Highway 51 | Gillette | WY | 82718 | Campbell | WECC | WACM | Western Area Power Administration - Rocky Mountain Region | Coal | Conventional Steam Coal | 1 | 0001 | 90 | 85 | 86 | NR | IPP Non-CHP | 230 | I | [11 empty] | 2003
55481 | WECC | Mesquite Generating Station Block 2 | 12363 | Mesquite Power LLC | 33.345 | -112.8642 | 37625 W. Elliot Rd | Arlington | AZ | 85322 | Maricopa | WECC | SRP | Salt River Project | Natural Gas | Natural Gas Fired Combined Cycle | 3 | GT3; GT4; ST2 | 691.6 | 624 | 624 | NR | IPP Non-CHP | 500 | Q | [11 empty] | 2003
55482 | WECC | Goldendale Generating Station | 15500 | Puget Sound Energy Inc | 45.8114 | -120.833 | 600 Industrial Way | Goldendale | WA | 98620 | Klickitat | WECC | PSEI | Puget Sound Energy | Natural Gas | Natural Gas Fired Combined Cycle | 2 | G1; G2 | 302.8 | 263.7 | 304.6 | RE | Electric Utility | 230 | I | [11 empty] | 2004
55486 | MISO | Washington Parish Energy Center | 11241 | Entergy Louisiana LLC | 30.7914 | -89.9092 | 18400 Bennett Road | Bogalusa | LA | 70429 | Washington | SERC | MISO | Midcontinent Independent Transmission System Operator, Inc.. | Natural Gas | Natural Gas Fired Combustion Turbine | 2 | CTG01; CTG02 | 399.6 | 365.5 | 415.2 | RE | Electric Utility | 230 | I | [11 empty] | 2020
55496 | MISO | Goose Creek Energy Center | 19436 | Union Electric Co - (MO) | 40.1069 | -88.5999 | 760 East 2150 North Road | Monticello | IL | 62839 | Piatt | SERC | MISO | Midcontinent Independent Transmission System Operator, Inc.. | Natural Gas | Natural Gas Fired Combustion Turbine | 6 | CT01; CT02; CT03; CT04; CT05; CT06 | 684 | 438 | 552 | RE | Electric Utility | 345 | I | AMMO.GOOSEGEN1; AMMO.GOOSEGEN2; AMMO.GOOSEGEN3; AMMO.GOOSEGEN4; AMMO.GOOSEGEN5; AMMO.GOOSEGEN6 | [10 empty] | 2003
55499 | WECC | CalPeak Power Vaca Dixon Peaker Plant | 59527 | CalPeak Power, LLC | 38.3989 | -121.924 | 5157 Quinn Road | Vacaville | CA | 95688 | Solano | WECC | CISO | California Independent System Operator | Natural Gas | Natural Gas Fired Combustion Turbine | 1 | CPP1 | 60.5 | 48 | 50.6 | NR | IPP Non-CHP | 115 | Q | VACADX_1_UNITA1 | [10 empty] | 2002
55502 | PJM | Lawrenceburg Power, LLC | 61137 | Lawrenceburg Power, LLC | 39.0911 | -84.8669 | 582 W. Eads Parkway | Lawrenceburg | IN | 47025 | Dearborn | RFC | PJM | PJM Interconnection, LLC | Natural Gas | Natural Gas Fired Combined Cycle | 6 | 0100; 0200; 1100; 1200; 2100; 2200 | 1232 | 1190 | 1288 | NR | IPP Non-CHP | 345 | Q | [11 empty] | 2004
55503 | PJM | Waterford Power, LLC | 61136 | Waterford Power, LLC | 39.5333 | -81.7178 | 201 Righteous Ridge Road | Waterford | OH | 45786 | Washington | RFC | PJM | PJM Interconnection, LLC | Natural Gas | Natural Gas Fired Combined Cycle | 4 | CTG1; CTG2; CTG3; ST1 | 921.6 | 866 | 960 | NR | IPP Non-CHP | 345 | Q | PSEGGLOB 18KV; PSEGGLOB 22KV | [10 empty] | 2003
55504 | WECC | Limon Generating Station | 30151 | Tri-State G & T Assn, Inc | 39.2038 | -103.7005 | 48303 State Road 71 | Limon | CO | 80828 | Lincoln | WECC | WACM | Western Area Power Administration - Rocky Mountain Region | Natural Gas | Natural Gas Fired Combustion Turbine | 2 | L1; L2 | 154.2 | 134 | 150 | RE | Electric Utility | 230 | C | [11 empty] | 2002
55505 | WECC | Frank Knutson | 30151 | Tri-State G & T Assn, Inc | 39.9411 | -104.682 | 13501 Powhaten Road | Commerce City | CO | 80022 | Adams | WECC | PSCO | Public Service Company of Colorado | Natural Gas | Natural Gas Fired Combustion Turbine | 2 | BR1; BR2 | 154.2 | 134 | 150 | RE | Electric Utility | 230 | C | [11 empty] | 2002
55508 | WECC | CalPeak Power Panoche Peaker Plant | 59527 | CalPeak Power, LLC | 36.6529 | -120.5806 | 43699 West Panoche Road | Firebaugh | CA | 93622 | Fresno | WECC | CISO | California Independent System Operator | Natural Gas | Natural Gas Fired Combustion Turbine | 1 | CPP2 | 60.5 | 48 | 52 | NR | IPP Non-CHP | 115 | Q | PNOCHE_1_UNITA1 | [10 empty] | 2001
55510 | WECC | Border Hybrid Energy Center | 59527 | CalPeak Power, LLC | 32.5624 | -116.9439 | 2060 Sanyo Avenue | San Diego | CA | 92154 | San Diego | WECC | CISO | California Independent System Operator | Natural Gas | Natural Gas Fired Combustion Turbine | 1 | CPP4 | 60.5 | 48 | 51.3 | NR | IPP Non-CHP | 69 | Q | BORDER_6_UNITA1 | [10 empty] | 2001
55512 | WECC | Cuyamaca Peak Energy Plant | 16609 | San Diego Gas & Electric Co | 32.7965 | -116.9721 | 200 North Johnson Avenue | El Cajon | CA | 92020 | San Diego | WECC | CISO | California Independent System Operator | Natural Gas | Natural Gas Fired Combustion Turbine | 1 | CPP6 | 48.7 | 48.7 | 48.7 | RE | Electric Utility | 69 | I | CPELCAJN_7_B1 | [10 empty] | 2002
55513 | WECC | CalPeak Power Enterprise Peaker Plant | 59527 | CalPeak Power, LLC | 33.1219 | -117.1174 | 201 Enterprise Street | Escondido | CA | 92029 | San Diego | WECC | CISO | California Independent System Operator | Natural Gas | Natural Gas Fired Combustion Turbine | 1 | CPP7 | 58.9 | 48 | 48.1 | NR | IPP Non-CHP | 69 | Q | ESCNDO_6_UNITB1 | [10 empty] | 2001
55514 | WECC | Apex Generating Station | 65371 | Apex Generating Station | 36.416 | -114.9609 | 15555 Apex Power Parkway | Las Vegas | NV | 89165 | Clark | WECC | NEVP | Nevada Power Company | Natural Gas | Natural Gas Fired Combined Cycle | 3 | CTG1; CTG2; STG1 | 600.6 | 524.4 | 576.6 | RE | Electric Utility | 500 | M | [11 empty] | 2003
55516 | PJM | Fayette Energy Facility | 59923 | Fayette Power Company, LLC | 39.8592 | -79.9182 | 100 Energy Drive | Masontown | PA | 15461 | Fayette | RFC | PJM | PJM Interconnection, LLC | Natural Gas | Natural Gas Fired Combined Cycle | 3 | CTG1; CTG2; STG1 | 714.9 | 667.6 | 705.9 | NR | IPP Non-CHP | 500 | Q | AP Ronco1 CC; AP Ronco 2 CC | [10 empty] | 2003
55518 | WECC | High Desert Power Plant | 60431 | MRP Generation Holdings, LLC | 34.5953 | -117.3647 | 19000 Perimeter Rd. | Victorville | CA | 92394 | San Bernardino | WECC | CISO | California Independent System Operator | Natural Gas | Natural Gas Fired Combined Cycle | 4 | CTG1; CTG2; CTG3; STG1 | 960 | 876 | 898 | NR | IPP Non-CHP | 230 | Q | ROADWAY_1_N001 | [10 empty] | 2003
55522 | WECC | Sundance | 803 | Arizona Public Service Co | 32.9285 | -111.5899 | 2060 Sundance Road | Casa Grande | AZ | 85228 | Pinal | WECC | WALC | Western Area Power Administration - Desert Southwest Region | Natural Gas | Natural Gas Fired Combustion Turbine | 10 | CT1; CT10; CT2; CT3; CT4; CT5; CT6; CT7; CT8; CT9 | 605 | 400 | 430 | RE | Electric Utility | 230 | I | [11 empty] | 2002
55524 | PJM | York Energy Center | 56608 | Calpine Mid-Merit LLC | 39.7375 | -76.3067 | 1055 Pikes Peak Road | Delta | PA | 17314 | York | RFC | PJM | PJM Interconnection, LLC | Natural Gas | Natural Gas Fired Combined Cycle | 7 | CTG1; CTG2; CTG3; CTG5; CTG6; STG1; STG2 | 1449.4 | 1404 | 1433 | NR | IPP Non-CHP | 500 | Q | DLTAPLNT | [10 empty] | 2011
55525 | MISO | MMSD South Shore Wastewater | 12619 | Milwaukee Metro Sewerage Dist | 42.8869 | -87.8422 | 8500 S 5th Ave | Oak Creek | WI | 53154 | Milwaukee | RFC | MISO | Midcontinent Independent Transmission System Operator, Inc.. | Other | Other Waste Biomass | 5 | 1; 1CAT; 2CAT; 3CAT; 4CAT | 5.1 | 5 | 5 | NR | Commercial CHP | 24.9 | M | [11 empty] | 2000
55538 | WECC | Escondido Energy Center | 20323 | Wellhead Services, Inc | 33.1261 | -117.1172 | 1968 Don Lee Place | Escondido | CA | 92029 | San Diego | WECC | CISO | California Independent System Operator | Natural Gas | Natural Gas Fired Combustion Turbine | 1 | CTG1 | 54 | 54 | 54 | NR | IPP Non-CHP | 69 | Q | [11 empty] | 2014
55540 | WECC | Chula Vista Energy Center | 20323 | Wellhead Services, Inc | 32.5917 | -117.0586 | 3497 Main St | Chula Vista | CA | 91911 | San Diego | WECC | CISO | California Independent System Operator | Natural Gas | Natural Gas Fired Combustion Turbine | 1 | GEN1 | 37.2 | 37.2 | 37.2 | NR | IPP Non-CHP | 69 | Q | [11 empty] | 2001
55541 | WECC | Indigo Energy Facility | 49981 | Diamond Generating Corporation | 33.9109 | -116.553 | 63665 19th Ave. | North Palm Springs | CA | 92258 | Riverside | WECC | CISO | California Independent System Operator | Natural Gas | Natural Gas Fired Combustion Turbine | 3 | CTG1; CTG2; CTG3 | 149.7 | 142.5 | 142.5 | NR | IPP Non-CHP | 115 | Q | [11 empty] | 2001
55542 | WECC | Larkspur Energy Facility | 49981 | Diamond Generating Corporation | 32.567 | -116.9442 | 9355 Otay Mesa Road | San Diego | CA | 92154 | San Diego | WECC | CISO | California Independent System Operator | Natural Gas | Natural Gas Fired Combustion Turbine | 2 | CTG1; CTG2 | 99.8 | 91.6 | 91.6 | NR | IPP Non-CHP | 69 | Q | [11 empty] | 2001
55544 | WECC | Klamath Expansion Project | 14372 | Klamath Energy LLC | 42.1727 | -121.8144 | 4940 Hwy 97 South | Klamath Falls | OR | 97603 | Klamath | WECC | AVRN | Avangrid Renewables LLC | Natural Gas | Natural Gas Fired Combustion Turbine | 4 | GT1; GT2; GT3; GT4 | 117.6 | 100 | 115.2 | NR | IPP Non-CHP | 550 | Q | [11 empty] | 2002
55556 | MISO | Security | 56772 | TX LFG Energy, LP | 30.3225 | -95.2681 | 19248 Highway 105 | Cleveland | TX | 77327 | Montgomery | SERC | MISO | Midcontinent Independent Transmission System Operator, Inc.. | Other | Landfill Gas | 2 | GEN5; UNT2 | 3.4 | 3.4 | 3.4 | NR | IPP Non-CHP | 12.5 | Q | [11 empty] | 2003
55557 | WECC | Wilmington Hydrogen Plant | 991 | Air Products & Chemicals Inc | 33.7803 | -118.24 | 700 N Henry Ford Avenue | Wilmington | CA | 90744 | Los Angeles | WECC | LDWP | Los Angeles Department of Water and Power | Other | All Other | 1 | T101 | 31.9 | 28.1 | 27.7 | NR | Industrial CHP | 34.5 | IND | [11 empty] | 1996
55558 | MISO | Combined Locks Energy Center | 744 | McKinley Paper | 44.2717 | -88.3011 | 540 Prospect St | Combined Locks | WI | 54113 | Outagamie | RFC | MISO | Midcontinent Independent Transmission System Operator, Inc.. | Natural Gas | Natural Gas Fired Combined Cycle | 2 | GEN1; GEN2 | 66.5 | 51.9 | 53 | NR | Industrial CHP | 138 | IND | WPS.KAU_CBLGT; WEC.KCBL_AC | [10 empty] | 2002
55560 | WECC | FPL Energy Vansycle LLC (WA) | 6607 | FPL Energy Vansycle LLC | 46.06 | -118.917 | 356 Touchet Gardena Road | Touchet | WA | 99360 | Walla Walla | WECC | BPAT | Bonneville Power Administration | Wind | Onshore Wind Turbine | 1 | V-47 | 176.9 | 176.9 | 176.9 | NR | IPP Non-CHP | 230 | Q |  | 268 | Vestas | 164 | [7 empty] | 2001
55561 | MISO | Tsar Nicholas LLC | 54725 | CHI Operations Inc | 44.42 | -96.4347 | 2510 115th Ave | Hendricks | MN | 56136 | Lincoln | MRO | MISO | Midcontinent Independent Transmission System Operator, Inc.. | Wind | Onshore Wind Turbine | 1 | TN30 | 1.9 | 1.9 | 1.9 | NR | IPP Non-CHP | 34.5 | Q |  | 3 | Vestas | 213 | [7 empty] | 2001
55562 | MISO | Sun River LLC | 54725 | CHI Operations Inc | 44.4289 | -96.4358 | 1153 258th St | Hendricks | MN | 56136 | Lincoln | MRO | MISO | Midcontinent Independent Transmission System Operator, Inc.. | Wind | Onshore Wind Turbine | 1 | SU30 | 1.9 | 1.9 | 1.9 | NR | IPP Non-CHP | 34.5 | Q |  | 3 | Vestas | 213 | [7 empty] | 2001
55563 | MISO | Julia Hills LLC | 54725 | CHI Operations Inc | 44.4231 | -96.4458 | 1104 255th St | Hendricks | MN | 56136 | Lincoln | MRO | MISO | Midcontinent Independent Transmission System Operator, Inc.. | Wind | Onshore Wind Turbine | 1 | JH30 | 1.9 | 1.9 | 1.9 | NR | IPP Non-CHP | 34.5 | Q |  | 3 | Vestas | 213 | [7 empty] | 2001
55564 | MISO | Jessica Mills LLC | 54725 | CHI Operations Inc | 44.4278 | -96.43 | 1182 258th St | Hendricks | MN | 56136 | Lincoln | MRO | MISO | Midcontinent Independent Transmission System Operator, Inc.. | Wind | Onshore Wind Turbine | 1 | JM30 | 1.9 | 1.9 | 1.9 | NR | IPP Non-CHP | 34.5 | Q |  | 3 | Vestas | 213 | [7 empty] | 2001
55565 | MISO | Jack River LLC | 54725 | CHI Operations Inc | 44.4233 | -96.4411 | 1135 255th St | Hendricks | MN | 56136 | Lincoln | MRO | MISO | Midcontinent Independent Transmission System Operator, Inc.. | Wind | Onshore Wind Turbine | 1 | JR30 | 1.9 | 1.9 | 1.9 | NR | IPP Non-CHP | 34.5 | Q |  | 3 | Vestas | 213 | [7 empty] | 2001
55566 | MISO | Autumn Hills LLC | 54725 | CHI Operations Inc | 44.4131 | -96.4325 | 1174 248th St | Hendricks | MN | 56136 | Lincoln | MRO | MISO | Midcontinent Independent Transmission System Operator, Inc.. | Wind | Onshore Wind Turbine | 1 | AH30 | 1.9 | 1.9 | 1.9 | NR | IPP Non-CHP | 34.5 | Q |  | 3 | Vestas | 213 | [7 empty] | 2001
55567 | MISO | Winters Spawn LLC | 54725 | CHI Operations Inc | 44.2081 | -96.1989 | 1074 County Highway 6 | Lake Benton | MN | 55149 | Lincoln | MRO | MISO | Midcontinent Independent Transmission System Operator, Inc.. | Wind | Onshore Wind Turbine | 1 | WS30 | 1.9 | 1.9 | 1.9 | NR | IPP Non-CHP | 34.5 | Q |  | 3 | Vestas | 213 | [7 empty] | 2001
55568 | MISO | Twin Lake Hills LLC | 54725 | CHI Operations Inc | 44.2258 | -96.2789 | 1171 215th Ave | Lake Benton | MN | 55149 | Lincoln | MRO | MISO | Midcontinent Independent Transmission System Operator, Inc.. | Wind | Onshore Wind Turbine | 1 | TL30 | 1.9 | 1.9 | 1.9 | NR | IPP Non-CHP | 34.5 | Q |  | 3 | Vestas | 213 | [7 empty] | 2000
55569 | MISO | Spartan Hills LLC | 54725 | CHI Operations Inc | 44.2358 | -96.2383 | 1259 215th Ave | Lake Benton | MN | 55149 | Lincoln | MRO | MISO | Midcontinent Independent Transmission System Operator, Inc.. | Wind | Onshore Wind Turbine | 1 | SH30 | 1.9 | 1.9 | 1.9 | NR | IPP Non-CHP | 34.5 | Q |  | 3 | Vestas | 213 | [7 empty] | 2001
55570 | MISO | Soliloquoy Ridge LLC | 54725 | CHI Operations Inc | 44.2364 | -96.2331 | 1248 215th Ave | Lake Benton | MN | 55149 | Lincoln | MRO | MISO | Midcontinent Independent Transmission System Operator, Inc.. | Wind | Onshore Wind Turbine | 1 | SR30 | 1.9 | 1.9 | 1.9 | NR | IPP Non-CHP | 34.5 | Q |  | 3 | Vestas | 213 | [7 empty] | 2001
55571 | MISO | Ruthton Ridge LLC | 54725 | CHI Operations Inc | 44.2128 | -96.2131 | 1114 224th Ave | Lake Benton | MN | 55149 | Lincoln | MRO | MISO | Midcontinent Independent Transmission System Operator, Inc.. | Wind | Onshore Wind Turbine | 1 | RR30 | 1.9 | 1.9 | 1.9 | NR | IPP Non-CHP | 34.5 | Q |  | 3 | Vestas | 213 | [7 empty] | 2001
55572 | MISO | Hope Creek LLC | 54725 | CHI Operations Inc | 44.2275 | -96.2192 | 2222 County Highway 9 | Lake Benton | MN | 55149 | Lincoln | MRO | MISO | Midcontinent Independent Transmission System Operator, Inc.. | Wind | Onshore Wind Turbine | 1 | HC30 | 1.9 | 1.9 | 1.9 | NR | IPP Non-CHP | 34.5 | Q |  | 3 | Vestas | 213 | [7 empty] | 2001
55573 | MISO | Hadley Ridge LLC | 54725 | CHI Operations Inc | 44.2253 | -96.235 | 1284 213th Ave | Lake Benton | MN | 55149 | Lincoln | MRO | MISO | Midcontinent Independent Transmission System Operator, Inc.. | Wind | Onshore Wind Turbine | 1 | HR30 | 1.9 | 1.9 | 1.9 | NR | IPP Non-CHP | 34.5 | Q |  | 3 | Vestas | 213 | [7 empty] | 2000
55574 | MISO | Florence Hills LLC | 54725 | CHI Operations Inc | 44.2297 | -96.225 | 1208 217th Ave | Lake Benton | MN | 55149 | Lincoln | MRO | MISO | Midcontinent Independent Transmission System Operator, Inc.. | Wind | Onshore Wind Turbine | 1 | FH30 | 1.9 | 1.9 | 1.9 | NR | IPP Non-CHP | 34.5 | Q |  | 3 | Vestas | 213 | [7 empty] | 2001
55576 | MISO | Agassiz Beach LLC | 54725 | CHI Operations Inc | 47.0053 | -96.4356 | 170th St N | Averill | MN | 56547 | Clay | MRO | MISO | Midcontinent Independent Transmission System Operator, Inc.. | Wind | Onshore Wind Turbine | 1 | AB30 | 1.9 | 1.9 | 1.9 | NR | IPP Non-CHP | 24.9 | Q |  | 3 | Vestas | 213 | [7 empty] | 2001
55579 | SPP | Llano Estacado Wind Ranch | 62136 | Llano Estacado Wind Ranch | 35.4677 | -101.2533 | Unnammed road | White Deer | TX | 79097 | Carson | MRO | SWPP | Southwest Power Pool | Wind | Onshore Wind Turbine | 1 | EXIS | 80 | 80 | 80 | NR | IPP Non-CHP | 115 | Q | sps.tnsk.llanowind1unit | 80 | Mitsubishi | 213.2 | [7 empty] | 2001
55596 | MISO | GRS Arbor Hills | 25049 | Gas Recovery Systems Inc | 42.3953 | -83.558 | 10611 West 5 Mile Road | Northville | MI | 48167 | Washtenaw | RFC | MISO | Midcontinent Independent Transmission System Operator, Inc.. | Other | Landfill Gas | 5 | 0001; 0002; 0003; 0004; 0005 | 30.3 | 23.8 | 26.3 | NR | IPP Non-CHP | 41.6 | Q | [11 empty] | 1996
55597 | MISO | GRS C&C | 25049 | Gas Recovery Systems Inc | 42.3563 | -85.0058 | 19401 15 Mile Road | Marshall | MI | 49068 | Calhoun | RFC | MISO | Midcontinent Independent Transmission System Operator, Inc.. | Other | Landfill Gas | 4 | 1; 2; 3; 4 | 5.7 | 5 | 5.3 | NR | IPP Non-CHP | 13.8 | Q | [11 empty] | 1995
55620 | MISO | Perryville Power Station | 11241 | Entergy Louisiana LLC | 32.6908 | -92.0183 | 11140 Hwy 165 N | Sterlington | LA | 71280 | Ouachita | SERC | MISO | Midcontinent Independent Transmission System Operator, Inc.. | Natural Gas | Natural Gas Fired Combustion Turbine; Natural Gas Fired Combined Cycle | 4 | 2-CT; CT-1; CT-2; ST-1 | 824.1 | 725.5 | 815.4 | RE | Electric Utility | 500 | I | EES.PERVL2_CT; EES.PERVL1 | [10 empty] | 2001
55622 | WECC | West Valley Generation Project | 24431 | Utah Municipal Power Agency | 40.6667 | -112.0317 | 5935 West 4700 South | West Valley City | UT | 84118 | Salt Lake | WECC | PACE | PacifiCorp - East | Natural Gas | Natural Gas Fired Combustion Turbine | 5 | U1; U2; U3; U4; U5 | 217 | 185 | 205 | RE | Electric Utility | 138 | P | [11 empty] | 2001
55625 | WECC | Creed Energy Center | 49971 | Creed Energy Center LLC | 38.2422 | -121.8547 | 6150 Creed Road | Suisun | CA | 94585 | Solano | WECC | CISO | California Independent System Operator | Natural Gas | Natural Gas Fired Combustion Turbine | 1 | CT1 | 48 | 48 | 48 | NR | IPP Non-CHP | 230 | Q | NP-15 | [10 empty] | 2003
55626 | WECC | Lambie Energy Center | 49972 | Gilroy Energy Center LLC | 38.2216 | -121.8683 | 5975 Lambie Road | Suisun | CA | 94585 | Solano | WECC | CISO | California Independent System Operator | Natural Gas | Natural Gas Fired Combustion Turbine | 1 | CT1 | 47 | 46 | 46 | NR | IPP Non-CHP | 230 | Q | NP-15 | [10 empty] | 2003
55627 | WECC | Goose Haven Energy Center | 49970 | Goose Haven Energy Center | 38.2268 | -121.8433 | 3853 Goosehaven Road | Suisun | CA | 94585 | Solano | WECC | CISO | California Independent System Operator | Natural Gas | Natural Gas Fired Combustion Turbine | 1 | CT1 | 48 | 48 | 48 | NR | IPP Non-CHP | 230 | Q | NP15 | [10 empty] | 2003
55640 | PJM | University Park North | 56928 | LSP University Park LLC | 41.4425 | -87.7514 | 787 Industrial Drive | University Park | IL | 60484 | Will | RFC | PJM | PJM Interconnection, LLC | Natural Gas | Natural Gas Fired Combustion Turbine | 12 | 1; 10; 11; 12; 2; 3; 4; 5; 6; 7; 8; 9 | 726 | 540 | 540 | NR | IPP Non-CHP | 345 | Q | 970 UP N13.5 KV UN-1; 970 UP N13.5 KV UN10; 970 UP N13.5 KV UN11; 970 UP N13.5 KV UN12; 970 UP N13.5 KV UN-2; 970 UP N13.5 KV UN-3; 970 UP N13.5 KV UN-4; 970 UP N13.5 KV UN-5; 970 UP N13.5 KV UN-6; 970 UP N13.5 KV UN-7; 970 UP N13.5 KV UN-8; 970 UP N13.5 KV UN-9 | [10 empty] | 2002
55641 | MISO | Riverside Energy Center | 20856 | Wisconsin Power & Light Co | 42.5831 | -89.0358 | 1401 W. B-R Town Line Road | Beloit | WI | 53511 | Rock | MRO | MISO | Midcontinent Independent Transmission System Operator, Inc.. | Natural Gas | Natural Gas Fired Combined Cycle | 3 | CTG1; CTG2; STG1 | 674.9 | 530 | 626.4 | RE | Electric Utility | 138 | I | ALTE.CC.RIVS1; ALTE.CC.RIVS2 | [10 empty] | 2004
55645 | WECC | Blue Spruce Energy Center | 15466 | Public Service Co of Colorado | 39.7479 | -104.6814 | 1751 N Powhaton Rd | Aurora | CO | 80019 | Adams | WECC | PSCO | Public Service Company of Colorado | Natural Gas | Natural Gas Fired Combustion Turbine | 2 | CT01; CT02 | 397.8 | 264 | 292 | RE | Electric Utility | 230 | I | [11 empty] | 2003
55650 | WECC | Plains End | 15142 | Plains End Operating Services LLC | 39.8575 | -105.226 | 8950 Highway 93 | Arvada | CO | 80001 | Jefferson | WECC | PSCO | Public Service Company of Colorado | Natural Gas | Natural Gas Internal Combustion Engine | 20 | GE10; GE11; GE12; GE13; GE14; GE15; GE16; GE17; GE18; GE19; GE20; GEN1; GEN2; GEN3; GEN4; GEN5; GEN6; GEN7; GEN8; GEN9 | 114 | 110.4 | 110.4 | NR | IPP Non-CHP | 230 | Q | [11 empty] | 2002
55651 | SPP | Spring Creek Energy Center | 22500 | Evergy Kansas Central, Inc | 35.7422 | -97.655 | 13200 South Council Road | Edmond | OK | 73025 | Logan | MRO | SWPP | Southwest Power Pool | Natural Gas | Natural Gas Fired Combustion Turbine | 4 | CT01; CT02; CT03; CT04 | 346 | 293.5 | 355.5 | RE | Electric Utility | 345 | I | OKGE.SC.WR.1; OKGE.SC.WR.2; OKGE.SC.WR.3; OKGE.SC.WR.4 | [10 empty] | 2001
55654 | PJM | Chambersburg | 61320 | Chambersburg Energy, LLC | 39.8669 | -77.6858 | -- | Chambersburg | PA | 17235 | Franklin | RFC | PJM | PJM Interconnection, LLC | Natural Gas | Natural Gas Fired Combustion Turbine | 2 | UN12; UN13 | 87.6 | 100 | 101 | NR | IPP Non-CHP | 138 | Q | [11 empty] | 2001
55655 | SPP | WFEC GenCo LLC | 20447 | Western Farmers Elec Coop, Inc | 35.0833 | -98.2264 | 701 B NE 7th Street | Anadarko | OK | 73005 | Caddo | MRO | SWPP | Southwest Power Pool | Natural Gas | Natural Gas Fired Combustion Turbine | 2 | GEN1; GEN2 | 90 | 90 | 90 | RE | Electric Utility | 138 | C | WFEC_ANA_GENCO_7; WFEC_ANA_GENCO_8 | [10 empty] | 2001
55656 | WECC | Pastoria Energy Facility, LLC | 2820 | Calpine Corp - Pastoria Energy Center | 34.9556 | -118.844 | 39789 Edmonston Pumping plant | Lebec | CA | 93243 | Kern | WECC | CISO | California Independent System Operator | Natural Gas | Natural Gas Fired Combined Cycle | 5 | CT01; CT02; CT04; ST03; ST05 | 779 | 757 | 799 | NR | IPP Non-CHP | 230 | Q | SP-15 | [10 empty] | 2005
55662 | WECC | Chehalis Generating Facility | 14354 | PacifiCorp | 46.6225 | -122.9131 | 1813 Bishop Road | Chehalis | WA | 98532 | Lewis | WECC | BPAT | Bonneville Power Administration | Natural Gas | Natural Gas Fired Combined Cycle | 3 | CA; CT1; CT2 | 593.3 | 477 | 507 | RE | Electric Utility | 500 | I | [11 empty] | 2003 | 2043
55664 | SPP | Harrison County Power Project | 13670 | Northeast Texas Elec Coop, Inc | 32.3958 | -94.4367 | 12039 SH 43 South | Marshall | TX | 75670 | Harrison | MRO | SWPP | Southwest Power Pool | Natural Gas | Natural Gas Fired Combined Cycle | 3 | GT-1; GT-2; ST-1 | 570 | 514.4 | 558.6 | RE | Electric Utility | 345 | C | HARRISON | [10 empty] | 2003
55667 | PJM | Lower Mount Bethel Energy | 11275 | Lower Mount Bethel Energy LLC | 40.8019 | -75.1076 | 6079 DePues Ferry Road | Bangor | PA | 18013 | Northampton | RFC | PJM | PJM Interconnection, LLC | Natural Gas | Natural Gas Fired Combined Cycle | 3 | G1; G2; G3 | 651.6 | 601.6 | 601.6 | NR | IPP Non-CHP | 230 | Q | 31020649; 31020651; 31020653 | [10 empty] | 2004
55684 | MISO | Flambeau Crowley Rapids Project | 58149 | Renewable World Energies LLC | 45.8683 | -90.5844 | N13706 Crowley Road | Park Falls | WI | 54552 | Price | MRO | MISO | Midcontinent Independent Transmission System Operator, Inc.. | Other | Conventional Hydroelectric | 2 | GEN1; GEN2 | 1.5 | 1.5 | 1.5 | NR | IPP Non-CHP | 34.5 | Q | [11 empty] | 1930
55685 | MISO | Flambeau Lower Project | 58149 | Renewable World Energies LLC | 45.9135 | -90.4475 | 1301 First Avenue South | Park Falls | WI | 54552 | Price | MRO | MISO | Midcontinent Independent Transmission System Operator, Inc.. | Other | Conventional Hydroelectric | 3 | GEN1; GEN2; GEN3 | 1.2 | 1.2 | 1.2 | NR | IPP Non-CHP | 34.5 | Q | [11 empty] | 1923
55687 | WECC | Higgins Generating Station | 13407 | Nevada Power Co | 35.6139 | -115.3561 | 1275 E Primm Blvd. | Primm | NV | 89019 | Clark | WECC | NEVP | Nevada Power Company | Natural Gas | Natural Gas Fired Combined Cycle | 3 | A01; A02; ST1 | 688.4 | 620 | 617 | RE | Electric Utility | 230 | I | [11 empty] | 2004
55690 | PJM | Bethlehem Power Plant | 56607 | Calpine Bethlehem LLC | 40.6175 | -75.3147 | 2254 Applebutter Road | Bethlehem | PA | 18015 | Northampton | RFC | PJM | PJM Interconnection, LLC | Natural Gas | Natural Gas Fired Combined Cycle | 8 | CTG1; CTG2; CTG3; CTG5; CTG6; CTG7; STG4; STG8 | 1153 | 1136 | 1136 | NR | IPP Non-CHP | 500 | Q | 5021694; 5021695; 5021696; 5021698; 5021699; 32947155; 32947157; 32947159 | [10 empty] | 2002
55698 | WECC | Hanford Energy Park Peaker | 7724 | MRP San Joaquin Energy LLC. | 36.2701 | -119.6481 | 10550 Idaho Ave | Hanford | CA | 93230 | Kings | WECC | CISO | California Independent System Operator | Natural Gas | Natural Gas Fired Combustion Turbine | 2 | HEP1; HEP2 | 92.2 | 91.8 | 97.4 | NR | IPP Non-CHP | 115 | Q | GWFPWR_1_UNITS-APND | [10 empty] | 2001
55700 | WECC | Mint Farm Generating Station | 15500 | Puget Sound Energy Inc | 46.1388 | -122.9855 | 1200 Prudential Blvd | Longview | WA | 98632 | Cowlitz | WECC | PSEI | Puget Sound Energy | Natural Gas | Natural Gas Fired Combined Cycle | 2 | 1STG; CTG1 | 319 | 270 | 336 | RE | Electric Utility | 230 | I | [11 empty] | 2008
55701 | PJM | Fremont Energy Center | 40577 | American Mun Power-Ohio, Inc | 41.3771 | -83.1614 | 1275 County Rd 138A | Fremont | OH | 43420 | Sandusky | RFC | PJM | PJM Interconnection, LLC | Natural Gas | Natural Gas Fired Combined Cycle | 3 | CA01; CT01; CT02 | 739.5 | 685.1 | 685.1 | RE | Electric Utility | 138 | M | FREMONTE | [10 empty] | 2012
55710 | PJM | Allegheny Energy Units 3 4 & 5 | 61267 | Springdale Energy LLC | 40.5453 | -79.7686 | Butler Street Exit | Springdale | PA | 15144 | Allegheny | RFC | PJM | PJM Interconnection, LLC | Natural Gas | Natural Gas Fired Combined Cycle | 3 | UNT3; UNT4; UNT5 | 556 | 562.6 | 594.4 | NR | IPP Non-CHP | 138 | Q | [11 empty] | 2003
55714 | MISO | Magnet Cove | 807 | Arkansas Electric Coop Corp | 34.4297 | -92.8317 | 410 Henderson Road | Malvern | AR | 72104 | Hot Spring | SERC | MISO | Midcontinent Independent Transmission System Operator, Inc.. | Natural Gas | Natural Gas Fired Combined Cycle | 3 | GT1; GT2; ST1 | 746 | 641.5 | 701.3 | RE | Electric Utility | 500 | C | EAI.CC.AECCMGV | [10 empty] | 2005
55718 | MISO | Dean | 5109 | DTE Electric Company | 42.7741 | -82.482 | 4490 River Road | East China | MI | 48054 | St Clair | RFC | MISO | Midcontinent Independent Transmission System Operator, Inc.. | Natural Gas | Natural Gas Fired Combustion Turbine | 4 | GT1; GT2; GT3; GT4 | 357.6 | 312 | 384 | RE | Electric Utility | 120 | I | [11 empty] | 2002
55719 | WECC | Mountain View I & II | 61012 | AES Distributed Energy | 33.9211 | -116.5642 | 19435 Ruppert Street | North Palm Springs | CA | 92258 | Riverside | WECC | CISO | California Independent System Operator | Wind | Onshore Wind Turbine | 1 | MVWR | 70.9 | 70.9 | 70.9 | NR | IPP Non-CHP | 135 | Q |  | 23 | Vestas | 196.8 | [7 empty] | 2022
55733 | WECC | Bennett Mountain | 9191 | Idaho Power Co | 43.1472 | -115.6666 | 2750 NE Industrial Way | Mountain Home | ID | 83647 | Elmore | WECC | IPCO | Idaho Power Company | Natural Gas | Natural Gas Fired Combustion Turbine | 1 | 1 | 172.8 | 174.75 | 215.2 | RE | Electric Utility | 230 | I | BMPR_GNODE011 | [10 empty] | 2005
55734 | SPP | Gray County Wind Energy | 7531 | Gray County Wind Energy LLC | 37.6133 | -100.3782 | 100 W. Mexitli Street | Montezuma | KS | 67867 | Gray | MRO | SWPP | Southwest Power Pool | Wind | Onshore Wind Turbine | 1 | V47 | 112.2 | 112.2 | 112.2 | NR | IPP Non-CHP | 115 | Q |  | 170 | Gamesa | 213.3 | [7 empty] | 2001
55736 | PJM | Hanging Rock Energy Facility | 59924 | Dynegy Hanging Rock Energy Facility | 38.5731 | -82.7833 | 1395 County Rd 1A | Ironton | OH | 45638 | Lawrence | RFC | PJM | PJM Interconnection, LLC | Natural Gas | Natural Gas Fired Combined Cycle | 6 | 1GT1; 1GT2; 1ST; 2GT1; 2GT2; 2ST | 1429.8 | 1365 | 1426 | NR | IPP Non-CHP | 765 | Q | [11 empty] | 2003
55738 | PJM | Buchanan Generation LLC | 61318 | Buchanan Generation, LLC | 37.1753 | -81.9614 | Rt 626 off Rt 460 | Keen Mountain | VA | 24631 | Buchanan | RFC | PJM | PJM Interconnection, LLC | Natural Gas | Natural Gas Fired Combustion Turbine | 2 | 1; 2 | 88 | 84 | 92 | NR | IPP Non-CHP | 138 | Q | [11 empty] | 2002
55739 | WECC | Condon Windpower LLC | 59496 | ALLETE Clean Energy | 45.2766 | -120.2794 | 15981 Highway 206 | Condon | OR | 97823 | Gilliam | WECC | BPAT | Bonneville Power Administration | Wind | Onshore Wind Turbine | 2 | GEN1; GEN2 | 49.8 | 49.8 | 49.8 | NR | IPP Non-CHP | 115 | Q |  | 83 | Mitsubishi | 196.8 | [7 empty] | 2001
55741 | WECC | Ridge Crest Wind Partners | 2770 | Terra-Gen Operating Co-Wind | 40.9459 | -103.162 | 502 Main Street | Peetz | CO | 80747 | Logan | WECC | PSCO | Public Service Company of Colorado | Wind | Onshore Wind Turbine | 1 | A1 | 29.7 | 29.7 | 29.7 | NR | IPP Non-CHP | 34.5 | Q |  | 33 | NEG-Micon | 236.2 | [7 empty] | 2001
55742 | MISO | Montfort Wind Energy Center | 20847 | Wisconsin Electric Power Co | 42.9625 | -90.3867 | 3145 Anderson Lane | Montfort | WI | 53569 | Iowa | RFC | MISO | Midcontinent Independent Transmission System Operator, Inc.. | Wind | Onshore Wind Turbine | 1 | ER15 | 30 | 30 | 30 | RE | Electric Utility | 69 | I | WEC.JOU_WMONT | 20 | GE | 213.2 | [7 empty] | 2002
55748 | WECC | Los Esteros Critical Energy Center | 2860 | Los Esteros Critical Energy Facility LLC | 37.425 | -121.9319 | 800 Thomas Foon Chew Way | San Jose | CA | 95134 | Santa Clara | WECC | CISO | California Independent System Operator | Natural Gas | Natural Gas Fired Combined Cycle | 5 | CAG5; CTG1; CTG2; CTG3; CTG4 | 306.1 | 300 | 300 | NR | IPP Non-CHP | 115 | Q | [11 empty] | 2003
55749 | WECC | Hardin Generator Project | 16233 | Heorot Power Management | 45.7578 | -107.6 | Rt 1 Bx 1144A Sugar Factory Rd | Hardin | MT | 59034 | Big Horn | WECC | NWMT | NorthWestern Energy (NWMT) | Coal | Conventional Steam Coal | 1 | UNT1 | 115.7 | 107 | 107 | NR | IPP Non-CHP | 115 | Q | [11 empty] | 2006
55752 | WECC | Sonoma Central Landfill Phase I | 17412 | County of Sonoma Dept of Trnsp | 38.3017 | -122.7489 | 500 Mecham Road | Petaluma | CA | 94952 | Sonoma | WECC | CISO | California Independent System Operator | Other | Landfill Gas | 4 | P-11; P-12; P-13; P-14 | 3.2 | 2.8 | 2.8 | NR | Commercial Non-CHP | 60 | COM | SNMALF_6_UNITS | [10 empty] | 1993
55753 | WECC | Sonoma Central Landfill Phase II | 17412 | County of Sonoma Dept of Trnsp | 38.3017 | -122.7489 | 500 Mecham Road | Petaluma | CA | 94952 | Sonoma | WECC | CISO | California Independent System Operator | Other | Landfill Gas | 4 | P-21; P-22; P-23; P-24 | 3.2 | 2.8 | 2.8 | NR | Commercial Non-CHP | 60 | COM | [11 empty] | 1996
55765 | PJM | Green Knight Energy Center | 20183 | Waste Management Inc | 40.8592 | -75.2627 | 2147 Pen Argyl Road | Pen Argyl | PA | 18072 | Northampton | RFC | PJM | PJM Interconnection, LLC | Other | Landfill Gas | 3 | TG1; TG2; TG3 | 9.9 | 7.2 | 8.7 | NR | IPP Non-CHP | 34.5 | Q | [11 empty] | 2001
55766 | WECC | Kiefer Landfill | 16546 | Sacramento County of Dpt Waste | 38.5136 | -121.1944 | 12701 Kiefer Blvd | Sloughhouse | CA | 95683 | Sacramento | WECC | BANC | Balancing Authority of Northern California | Other | Landfill Gas | 3 | 361A; 361B; 361C | 9 | 8.4 | 8.4 | NR | Commercial Non-CHP | 69 | M | [11 empty] | 1999
55782 | MISO | Noble Ridge LLC | 56689 | RENEW Energy Inc | 43.7547 | -95.8534 | Hwy 91 | Wilmont | MN | 56155 | Nobles | MRO | MISO | Midcontinent Independent Transmission System Operator, Inc.. | Wind | Onshore Wind Turbine | 1 | WH01 | 1.5 | 1.5 | 1.5 | NR | IPP Non-CHP | 34.5 | COM |  | 1 | NEG-Micon | 230 | [7 empty] | 2001
55799 | MISO | Otsego Mill Power Plant | 55703 | Otsego Paper Inc | 42.4628 | -85.6961 | 320 North Farmer Street | Otsego | MI | 49078 | Allegan | RFC | MISO | Midcontinent Independent Transmission System Operator, Inc.. | Natural Gas | Natural Gas Fired Combustion Turbine | 2 | NRTH; SOTH | 21.2 | 17.6 | 21 | NR | Industrial CHP | 46 | IND | [11 empty] | 1995
55801 | PJM | Marcus Hook Energy LP | 6693 | Marcus Hook Energy LP | 39.807 | -75.4216 | Delaware Ave | Marcus Hook | PA | 19061 | Delaware | RFC | PJM | PJM Interconnection, LLC | Natural Gas | Natural Gas Fired Combined Cycle | 4 | CT13; CT1A; CTIB; STG | 836.1 | 877 | 928 | NR | IPP CHP | 230 | Q | [11 empty] | 2004
55802 | WECC | Valencia Energy Facility | 55972 | Valencia Power LLC | 34.6115 | -106.7322 | 55 Christine Dr | Belen | NM | 87002 | Valencia | WECC | PNM | Public Service Company of New Mexico | Natural Gas | Natural Gas Fired Combustion Turbine | 1 | CTG1 | 159.5 | 144.3 | 150.2 | NR | IPP Non-CHP | 115 | Q | [11 empty] | 2008
55803 | PJM | Somerset Windpower LLC | 65240 | Sequitur Renewables, LLC | 39.9792 | -79.0128 | 68 Braddock Drive | Ohiopyle | PA | 15501 | Somerset | RFC | PJM | PJM Interconnection, LLC | Wind | Onshore Wind Turbine | 1 | EW | 9 | 9 | 9 | NR | IPP Non-CHP | 25 | Q |  | 6 | GE | 213.3 | [7 empty] | 2001
55804 | MISO | Old Gold Energy Center, LLC | 66075 | Old Gold Energy Center, LLC | 43.3833 | -93.4167 | 4119 Evergreen Ave | Joice | IA | 50446 | Worth | MRO | MISO | Midcontinent Independent Transmission System Operator, Inc.. | Wind | Onshore Wind Turbine | 1 | NM | 80 | 80 | 80 | NR | IPP Non-CHP | 161 | Q |  | 88 | NEG-Micon | 236 | [7 empty] | 2001 | 2027
55805 | PJM | Mill Run Windpower LLC | 65240 | Sequitur Renewables, LLC | 39.9134 | -79.3936 | 142 Clay Run Rd | Mill Run | PA | 15464 | Somerset | RFC | PJM | PJM Interconnection, LLC | Wind | Onshore Wind Turbine | 1 | G1 | 15 | 15 | 15 | NR | IPP Non-CHP | 25 | Q |  | 10 | GE | 213.3 | [7 empty] | 2001
55807 | WECC | Henrietta Peaker | 7724 | MRP San Joaquin Energy LLC. | 36.2397 | -119.9044 | 16027 25th Avenue | Lemoore | CA | 93245 | Kings | WECC | CISO | California Independent System Operator | Natural Gas | Natural Gas Fired Combustion Turbine | 2 | HPP1; HPP2 | 98 | 92.4 | 96.1 | NR | IPP Non-CHP | 70 | Q | GWFGT1_7_B1; GWFGT2_7_B1 | [10 empty] | 2002
55809 | MISO | Kas Brothers Windfarm | 10046 | Kas Brothers Windfarm LLC | 44.0119 | -96.1125 | County Road 18 | Woodstock | MN | 56164 | Pipestone | MRO | MISO | Midcontinent Independent Transmission System Operator, Inc.. | Wind | Onshore Wind Turbine | 1 | G1 | 1.5 | 1.5 | 1.5 | NR | IPP Non-CHP | 34.5 | Q |  | 2 | Micon | 180 | [7 empty] | 2001
55810 | WECC | Gilroy Peaking Energy Center | 3028 | Calpine Gilroy Cogen LP | 36.999 | -121.5363 | 1400 Pacheco Pass Hwy | Gilroy | CA | 95020 | Santa Clara | WECC | CISO | California Independent System Operator | Natural Gas | Natural Gas Fired Combustion Turbine | 3 | S3; S4; S5 | 144 | 144 | 144 | NR | IPP Non-CHP | 115 | Q | [11 empty] | 2001
55811 | WECC | King City Peaking | 2865 | Calpine Corp-King City | 36.2248 | -121.1246 | 51 Don Bates Way | King City | CA | 93930 | Monterey | WECC | CISO | California Independent System Operator | Natural Gas | Natural Gas Fired Combustion Turbine | 1 | CTG1 | 47.3 | 44 | 44.5 | NR | IPP Non-CHP | 64 | Q | [11 empty] | 2002
55813 | WECC | Yuba City Energy Center | 2867 | Calpine Corp-Yuba City | 39.1392 | -121.6387 | 875 North Walton Ave | Yuba City | CA | 95993 | Sutter | WECC | CISO | California Independent System Operator | Natural Gas | Natural Gas Fired Combustion Turbine | 1 | CTG1 | 47.3 | 47 | 48 | NR | IPP Non-CHP | 60 | Q | [11 empty] | 2002
55816 | MISO | Hawkeye Power Partners LLC | 8294 | Hawkeye Power Partners LLC | 43.0472 | -93.4775 | 1824 200th Street | Garner | IA | 50438 | Cerro Gordo | MRO | MISO | Midcontinent Independent Transmission System Operator, Inc.. | Wind | Onshore Wind Turbine | 1 | 48M | 42 | 42 | 42 | NR | IPP Non-CHP | 230 | Q |  | 55 | NEG-Micon | 183 | [7 empty] | 1999
55818 | WECC | Frederickson Power LP | 56613 | Frederickson Power LP | 47.0861 | -122.3657 | 18610-50th Avenue East | Tacoma | WA | 98446 | Pierce | WECC | BPAT | Bonneville Power Administration | Natural Gas | Natural Gas Fired Combined Cycle | 2 | FICT; FIST | 318.3 | 246 | 265 | NR | IPP Non-CHP | 230 | Q | [11 empty] | 2002
55824 | MISO | MNDOT Standby Generation | 62851 | State of Minnesota Department of Administration | 44.953 | -93.1057 | State Transportation Garage | St. Paul | MN | 55101 | Ramsey | MRO | MISO | Midcontinent Independent Transmission System Operator, Inc.. | Petroleum | Petroleum Liquids | 1 | UNT1 | 2 | 1.9 | 1.9 | NR | Commercial Non-CHP | 15 | S | [11 empty] | 1995
55835 | WECC | Rocky Mountain Energy Center | 15466 | Public Service Co of Colorado | 40.0908 | -104.5953 | 6211 Weld County Rd 51 | Keenesburg | CO | 80643 | Weld | WECC | PSCO | Public Service Company of Colorado | Natural Gas | Natural Gas Fired Combined Cycle | 3 | CTG1; CTG2; STG1 | 685.1 | 592 | 637 | RE | Electric Utility | 230 | I | [11 empty] | 2004
55836 | MISO | Island Street Peaking Plant | 20858 | WPPI Energy | 44.2761 | -88.2658 | 770 Island Street | Kaukauna | WI | 54130 | Outagamie | MRO | MISO | Midcontinent Independent Transmission System Operator, Inc.. | Natural Gas | Natural Gas Fired Combustion Turbine | 1 | FT81 | 60.5 | 54.35 | 61.54 | RE | Electric Utility | 34.5 | M | WEC.KAC_ISPP | [10 empty] | 2004
55841 | WECC | Silverhawk | 13407 | Nevada Power Co | 36.4078 | -114.9606 | 15111 Apex Power Parkway | North Las Vegas | NV | 89124 | Clark | WECC | NEVP | Nevada Power Company | Natural Gas | Natural Gas Fired Combined Cycle; Natural Gas Fired Combustion Turbine | 5 | CT1; CT2; CT3; CT4; ST1 | 1120.3 | 1064 | 1052.8 | RE | Electric Utility | 500 | I | [11 empty] | 2004
55847 | WECC | Feather River Energy Center | 2867 | Calpine Corp-Yuba City | 39.1093 | -121.6093 | 202 Burns Drive | Yuba City | CA | 95993 | Sutter | WECC | CISO | California Independent System Operator | Natural Gas | Natural Gas Fired Combustion Turbine | 1 | CTG1 | 47 | 48 | 48 | NR | IPP Non-CHP | 115 | Q | [11 empty] | 2003
55851 | WECC | Valero Refinery Cogeneration Unit 1 | 19676 | Valero Refining Co California | 38.0736 | -122.1411 | 3400 East Second St. | Benicia | CA | 94510 | Solano | WECC | CISO | California Independent System Operator | Natural Gas | Natural Gas Fired Combustion Turbine | 1 | GT 1 | 49.9 | 45.4 | 46.8 | NR | Industrial CHP | 230 | IND | [11 empty] | 2002
55855 | WECC | Wolfskill Energy Center | 49972 | Gilroy Energy Center LLC | 38.2285 | -122.0752 | 2425 Cordelia Road | Fairfield | CA | 94534 | Solano | WECC | CISO | California Independent System Operator | Natural Gas | Natural Gas Fired Combustion Turbine | 1 | CTG1 | 48 | 47 | 48 | NR | IPP Non-CHP | 115 | Q | NP-15 | [10 empty] | 2003
55856 | MISO | Prairie State Generating Station | 15330 | Prairie State Generating Co LLC | 38.2792 | -89.6669 | 1739 New Marigold Road | Marissa | IL | 62257 | St Clair | SERC | MISO | Midcontinent Independent Transmission System Operator, Inc.. | Coal | Conventional Steam Coal | 2 | PC1; PC2 | 1766 | 1630 | 1630 | NR | IPP Non-CHP | 345 | M | AMIL.PSGC1; AMIL.PSGC2 | [10 empty] | 2012
55857 | MISO | Oak Point Cogen | 3455 | Chevron Oronite Co LLC | 29.812 | -90.0084 | 10285 LA Highway 23 South | Belle Chasse | LA | 70037 | Plaquemines | SERC | MISO | Midcontinent Independent Transmission System Operator, Inc.. | Natural Gas | Natural Gas Fired Combustion Turbine | 5 | 5121; 5131; 5141; 5151; 5161 | 23.5 | 22.2 | 23.5 | NR | Industrial CHP | 34.5 | IND | [11 empty] | 1999
55861 | MISO | Stevens Point Mill | 61723 | Pixelle Specialty Solution, LLC | 44.3528 | -89.5836 | 707 Arlington Place | Stevens Point | WI | 54481 | Portage | RFC | MISO | Midcontinent Independent Transmission System Operator, Inc.. | Natural Gas | Natural Gas Steam Turbine | 1 | SP | 7.6 | 7 | 7 | NR | Industrial CHP | 41.6 | IND | [11 empty] | 2002
55866 | WECC | Basin Creek Plant | 1308 | Basin Creek Power Services LLC | 45.9293 | -112.5194 | 500 Nils Drive | Butte | MT | 59701 | Silver Bow | WECC | NWMT | NorthWestern Energy (NWMT) | Natural Gas | Natural Gas Internal Combustion Engine | 9 | 1; 2; 3; 4; 5; 6; 7; 8; 9 | 54.9 | 54 | 54 | NR | IPP Non-CHP | 161 | Q | [11 empty] | 2006
55871 | WECC | Klondike Wind Power | 15399 | Avangrid Power LLC | 45.5563 | -120.5507 | 98536 Klondike Lane | Wasco | OR | 97065 | Sherman | WECC | AVRN | Avangrid Renewables LLC | Wind | Onshore Wind Turbine | 1 | Ph 1 | 24.5 | 24 | 24 | NR | IPP Non-CHP | 230 | Q |  | 16 | Vestas | 344.5 | [7 empty] | 2002
55874 | WECC | Wellhead Power Panoche | 20323 | Wellhead Services, Inc | 36.6535 | -120.5783 | 43649 W. Panoche Road | Firebaugh | CA | 93622 | Fresno | WECC | CISO | California Independent System Operator | Natural Gas | Natural Gas Fired Combustion Turbine | 1 | 8 | 56.7 | 56.7 | 56.7 | NR | IPP Non-CHP | 115 | Q | [11 empty] | 1973
55880 | WECC | Sonoma Central Landfill Phase III | 17412 | County of Sonoma Dept of Trnsp | 38.3017 | -122.7489 | 500 Mecham Road | Petaluma | CA | 94952 | Sonoma | WECC | CISO | California Independent System Operator | Other | Landfill Gas | 2 | P-31; P-32 | 1.6 | 1.4 | 1.4 | NR | Commercial Non-CHP | 60 | COM | [11 empty] | 2004
55882 | WECC | Sierra Pacific Aberdeen | 17164 | Sierra Pacific Industries | 46.9728 | -123.7739 | 301 Hagara Street | Aberdeen | WA | 98520 | Grays Harbor | WECC | BPAT | Bonneville Power Administration | Other | Wood/Wood Waste Biomass | 1 | GEN1 | 18 | 17.4 | 18 | NR | Industrial CHP | 115 | COM | [11 empty] | 2003
55925 | MISO | Ridgeview | 54842 | WM Renewable Energy LLC | 44.175 | -87.8285 | 6207 Hempton Lake Road | Whitelaw | WI | 54247 | Manitowoc | MRO | MISO | Midcontinent Independent Transmission System Operator, Inc.. | Other | Landfill Gas | 6 | GEN1; GEN2; GEN5; GEN6; GEN7; GEN8 | 4.8 | 4.8 | 4.8 | NR | IPP Non-CHP | 25 | IND | WE | [10 empty] | 2002
55931 | WECC | Boulder City Silver Lake Hydro | 1994 | Boulder City of | 39.9913 | -105.5 | 35461 Highway 72 | Boulder | CO | 80306 | Boulder | WECC | PSCO | Public Service Company of Colorado | Other | Conventional Hydroelectric | 1 | 0001 | 3.3 | 3.3 | 3.3 | NR | IPP Non-CHP | 25 | M | [11 empty] | 2000
55933 | WECC | Tracy Combined Cycle Power Plant | 7724 | MRP San Joaquin Energy LLC. | 37.7107 | -121.4906 | 1450 W. Schulte Road | Tracy | CA | 95377 | San Joaquin | WECC | CISO | California Independent System Operator | Natural Gas | Natural Gas Fired Combined Cycle | 3 | TCC1; TPP1; TPP2 | 336.1 | 320.1 | 342.2 | NR | IPP Non-CHP | 115 | Q | SCHLTE_1_PL1X3-APND | [10 empty] | 2003
55934 | WECC | Century Generating Facility | 4382 | Colton Power LP | 34.0606 | -117.3533 | 661 South Cooley Dr | Colton | CA | 92324 | San Bernardino | WECC | CISO | California Independent System Operator | Natural Gas | Natural Gas Fired Combustion Turbine | 4 | C1; C2; C3; C4 | 44.8 | 38 | 44 | NR | IPP Non-CHP | 66 | Q | CENTRY_6_PL1X4 | [10 empty] | 2001
55935 | WECC | Drews Generating Facility | 4382 | Colton Power LP | 34.0609 | -117.3532 | 559 Peper Ave | Colton | CA | 92324 | San Bernardino | WECC | CISO | California Independent System Operator | Natural Gas | Natural Gas Fired Combustion Turbine | 4 | D1; D2; D3; D4 | 44.8 | 38 | 44 | NR | IPP Non-CHP | 66 | Q | DREWS_6_PL1X4 | [10 empty] | 2001
55936 | PJM | NRG Rockford II Energy Center | 60504 | Rockford Generation LLC | 42.2383 | -89.1011 | 136 Harrison Ave | Rockford | IL | 61104 | Winnebago | RFC | PJM | PJM Interconnection, LLC | Natural Gas | Natural Gas Fired Combustion Turbine | 1 | GT3 | 168 | 180.8 | 188 | NR | IPP Non-CHP | 138 | Q | [11 empty] | 2002
55938 | PJM | NAEA Ocean Peaking Power LLC | 60789 | Essential Power Operating Company, LLC | 40.0633 | -74.1672 | 123 Energy Way | Lakewood | NJ | 8701 | Ocean | RFC | PJM | PJM Interconnection, LLC | Natural Gas | Natural Gas Fired Combustion Turbine | 2 | OPP3; OPP4 | 383 | 335.5 | 335.5 | NR | IPP Non-CHP | 230 | Q | [11 empty] | 2003
55939 | PJM | Warren County | 19876 | Virginia Electric & Power Co | 38.9717 | -78.1772 | Rockland Rd and Kelly Dr | Front Royal | VA | 22630 | Warren | SERC | PJM | PJM Interconnection, LLC | Natural Gas | Natural Gas Fired Combined Cycle | 4 | CT01; CT02; CT03; ST01 | 1472.2 | 1370 | 1489.4 | RE | Electric Utility | 500 | I | [11 empty] | 2014
55950 | WECC | Elk Hills Cogen | 13989 | California Resources Elk Hills LLC | 35.4791 | -119.7375 | 28590 Hwy 119 | Tupman | CA | 93276 | Kern | WECC | CISO | California Independent System Operator | Natural Gas | Natural Gas Fired Combustion Turbine | 2 | U1; U2 | 46.6 | 46.6 | 48.2 | NR | Industrial CHP | 115 | IND | [11 empty] | 1994
55951 | WECC | Agua Mansa Power Plant | 5532 | E I Colton LLC | 34.0414 | -117.3603 | 2040 Agua Mansa Road | Colton | CA | 92324 | San Bernardino | WECC | CISO | California Independent System Operator | Natural Gas | Natural Gas Fired Combustion Turbine | 1 | AMP1 | 60.5 | 40 | 43 | RE | Electric Utility | 66 | M | [11 empty] | 2003
55953 | PJM | Pretlow | 6715 | City of Franklin - (VA) | 36.6592 | -76.9267 | 226 Progress Parkway | Franklin | VA | 23851 | Southampton | SERC | PJM | PJM Interconnection, LLC | Petroleum | Petroleum Liquids | 2 | 1; 2 | 3.2 | 3.2 | 3.2 | RE | Electric Utility | 13.2 | M | [11 empty] | 2001
55954 | PJM | Downtown | 6715 | City of Franklin - (VA) | 36.6803 | -76.9219 | 404 Mechanic Street | Franklin | VA | 23851 | Southampton | SERC | PJM | PJM Interconnection, LLC | Petroleum | Petroleum Liquids | 2 | 1; 2 | 3.2 | 3.2 | 3.2 | RE | Electric Utility | 13.2 | M | [11 empty] | 1992
55963 | WECC | Riverview Energy Center | 2874 | Gilroy Energy Center for Riverview | 38.0144 | -121.7907 | 795 Minaker Road | Antioch | CA | 94509 | Contra Costa | WECC | CISO | California Independent System Operator | Natural Gas | Natural Gas Fired Combustion Turbine | 1 | CTG1 | 47 | 47 | 47 | NR | IPP Non-CHP | 115 | Q | NP15 | [10 empty] | 2003
55964 | PJM | Brown Station Road Plant II | 15380 | Prince George's County | 38.8476 | -76.7859 | 3500-C Brown Station Rd. | Upper Marlboro | MD | 20774 | Prince Georges | RFC | PJM | PJM Interconnection, LLC | Other | Landfill Gas | 4 | 1; 2; 3; 4 | 4 | 3.2 | 3.2 | NR | Commercial Non-CHP | 13.2 | M | RITCHIE 69 KV BROWNLF | [10 empty] | 2003
55970 | WECC | Cosumnes | 16534 | Sacramento Municipal Util Dist | 38.3385 | -121.124 | Twin Cities Rd. | Herald | CA | 95638 | Sacramento | WECC | BANC | Balancing Authority of Northern California | Natural Gas | Natural Gas Fired Combined Cycle | 3 | 1; 2; 3 | 556.8 | 545 | 581.6 | RE | Electric Utility | 230 | P | [11 empty] | 2006
55972 | SPP | Cass County | 14127 | Omaha Public Power District | 40.9479 | -95.964 | 3520 Mill Road | Plattsmouth | NE | 68507 | Cass | MRO | SWPP | Southwest Power Pool | Natural Gas | Natural Gas Fired Combustion Turbine | 2 | CT-1; CT-2 | 345 | 323.8 | 246.8 | RE | Electric Utility | 345 | P | CASS_CO_1; CASS_CO_2 | [10 empty] | 2003
55976 | PJM | Hunterstown Power Plant | 61913 | Hunterstown Generation, LLC | 39.8725 | -77.1672 | 1731 Hunterstown Road | Gettysburg | PA | 17325 | Adams | RFC | PJM | PJM Interconnection, LLC | Natural Gas | Natural Gas Fired Combined Cycle | 4 | 101; 201; 301; 401 | 898 | 810 | 930 | NR | IPP Non-CHP | 500 | Q | 10700784; 10700785 | [10 empty] | 2003
55977 | WECC | Bluffview | 6204 | City of Farmington - (NM) | 36.7166 | -108.2153 | 755 Murray Drive | Farmington | NM | 87401 | San Juan | WECC | WACM | Western Area Power Administration - Rocky Mountain Region | Natural Gas | Natural Gas Fired Combined Cycle | 2 | CTG1; STG1 | 67 | 58 | 67 | RE | Electric Utility | 115 | M | [11 empty] | 2005
55983 | WECC | Salton Sea Power LLC - Unit 5 | 49899 | CalEnergy Operating Corporation | 33.1533 | -115.6384 | 6922 Crummer Rd. | Calipatria | CA | 92233 | Imperial | WECC | IID | Imperial Irrigation District | Other | Geothermal | 1 | TG51 | 58.3 | 46 | 46 | NR | IPP Non-CHP | 92 | Q | [11 empty] | 2000
55984 | WECC | CE Turbo LLC | 49899 | CalEnergy Operating Corporation | 33.1669 | -115.5114 | 7001 Gentry Rd. | Calipatria | CA | 92233 | Imperial | WECC | IID | Imperial Irrigation District | Other | Geothermal | 1 | TG21 | 11.5 | 10 | 10 | NR | IPP Non-CHP | 92 | Q | [11 empty] | 2000
55985 | WECC | Palomar Energy | 16609 | San Diego Gas & Electric Co | 33.1197 | -117.1178 | 2300 Harveson Place | Escondido | CA | 92029 | San Diego | WECC | CISO | California Independent System Operator | Natural Gas | Natural Gas Fired Combined Cycle | 3 | CTG1; CTG2; STG | 559 | 581.4 | 590 | RE | Electric Utility | 230 | I | PALOMR_2_PL1X3-APND | [10 empty] | 2005
55986 | PJM | Mountaineer Wind Energy Center | 65240 | Sequitur Renewables, LLC | 39.1828 | -79.5372 | 22752 Seneca Trail | Thomas | WV | 26292 | Tucker | RFC | PJM | PJM Interconnection, LLC | Wind | Onshore Wind Turbine | 1 | WT1 | 66 | 66 | 66 | NR | IPP Non-CHP | 138 | Q |  | 44 | NEG-Micon | 229.7 | [7 empty] | 2002
55989 | WECC | FPL Energy Vansycle LLC (OR) | 6607 | FPL Energy Vansycle LLC | 46.0128 | -118.8162 | 356 Touchet Gardena Road | Touchet | OR | 97835 | Umatilla | WECC | BPAT | Bonneville Power Administration | Wind | Onshore Wind Turbine | 1 | V-47 | 122.8 | 122.8 | 122.8 | NR | IPP Non-CHP | 230 | Q |  | 186 | Vestas | 164 | [7 empty] | 2001
55990 | PJM | Ashtabula | 58115 | DTE Ashtabula, LLC | 41.89 | -80.7612 | 2700 Middle Road | Ashtabula | OH | 44004 | Ashtabula | RFC | PJM | PJM Interconnection, LLC | Natural Gas | Natural Gas Fired Combined Cycle | 7 | 1; 2; 3; 4; 5; 6; 7 | 26.1 | 23.4 | 28.6 | NR | IPP CHP | 138 | IND | [11 empty] | 2001
55991 | WECC | Brady | 34691 | Ormat Nevada Inc | 39.796 | -119.01 | 10750 I-80 East, Exit 65 | Fallon | NV | 89406 | Churchill | WECC | NEVP | Nevada Power Company | Mixed | Solar Photovoltaic; Geothermal | 3 | BRSOL; OEC; OEC1 | 29.5 | 22.3 | 25.5 | NR | IPP Non-CHP | 13.8 | Q |  |  |  |  | 12 | Y | [5 empty] | 2002
55995 | SPP | Minot Wind Project | 1307 | Basin Electric Power Coop | 48.0213 | -101.2805 | Hwy 83 & County 20 205 Ave S E | Minot | ND | 58701 | Ward | MRO | SWPP | Southwest Power Pool | Wind | Onshore Wind Turbine | 1 | MWP2 | 4.5 | 4.5 | 4.5 | RE | Electric Utility | 69 | C | WAUEMINOTUNMINOT_WIND_RA | 3 | GE | 262.5 | [7 empty] | 2009
55996 | MISO | Alliant SBD0201 Ingredion | 361 | Industrial Energy Applications Inc | 41.9701 | -91.6662 | 1001 1st St SW | Cedar Rapids | IA | 52405 | Linn | MRO | MISO | Midcontinent Independent Transmission System Operator, Inc.. | Petroleum | Petroleum Liquids | 4 | 01; 02; 03; 04 | 6.1 | 6.1 | 6.1 | NR | IPP Non-CHP | 13.8 | Q | [11 empty] | 2003
55997 | PJM | Orchard Park | 3329 | Borough of Chambersburg | 39.9109 | -77.6667 | 1489 Sheffler Drive | Chambersburg | PA | 17201 | Franklin | RFC | PJM | PJM Interconnection, LLC | Natural Gas | Natural Gas Internal Combustion Engine | 4 | 10; 11; 8; 9 | 24 | 23.2 | 23.2 | RE | Electric Utility | 69 | M | Grand Point | [10 empty] | 2003
56001 | PJM | Waymart Wind | 65240 | Sequitur Renewables, LLC | 41.5533 | -75.4542 | 1200 Flat Rock Rd | Forest City | PA | 18472 | Wayne | RFC | PJM | PJM Interconnection, LLC | Wind | Onshore Wind Turbine | 1 | GE15 | 64.5 | 64.5 | 64.5 | NR | IPP Non-CHP | 69 | Q |  | 43 | GE | 213.3 | [7 empty] | 2003
56002 | MISO | Minwind | 60580 | Community Renewables, LLC | 43.5564 | -96.3036 | 41st Street and 80th Avenue | Luverne | MN | 56156 | Rock | MRO | MISO | Midcontinent Independent Transmission System Operator, Inc.. | Wind | Onshore Wind Turbine | 1 | 1 | 3.8 | 3.8 | 3.8 | NR | IPP Non-CHP | 24.5 | Q |  | 4 | NEG-Micon | 210 | [7 empty] | 2002
56004 | PJM | Mount Clinton | 8198 | City of Harrisonburg - (VA) | 38.4681 | -78.865 | 388 Mount Clinton Pike | Harrisonburg | VA | 22802 | Rockingham | SERC | PJM | PJM Interconnection, LLC | Petroleum | Petroleum Liquids | 6 | D-2; D-3; D-5; D-7; D-8; MC-1 | 24 | 19 | 22 | RE | Electric Utility | 23 | M | [11 empty] | 1999
56005 | PJM | Pleasant Valley (VA) | 8198 | City of Harrisonburg - (VA) | 38.4006 | -78.8983 | 611 Pleasant Valley Road | Harrisonburg | VA | 22801 | Rockingham | SERC | PJM | PJM Interconnection, LLC | Petroleum | Petroleum Liquids | 3 | D-4; D-6; PV-1 | 20.5 | 13 | 17 | RE | Electric Utility | 23 | M | [11 empty] | 1997
56010 | MISO | Hancock County Wind Energy Center | 6850 | FPL Energy Hancock County Wind, LLC | 43.0528 | -93.63 | 1824 200th Street | Garner | IA | 50438 | Hancock | MRO | MISO | Midcontinent Independent Transmission System Operator, Inc.. | Wind | Onshore Wind Turbine | 1 | V-47 | 98 | 98 | 98 | NR | IPP Non-CHP | 230 | Q |  | 148 | Vestas | 213.3 | [7 empty] | 2002
56011 | WECC | Cabazon Wind Partners | 17058 | Shell Wind Energy Inc. | 33.9172 | -116.735 | 14101 Rusmore Ave | Cabazon | CA | 56011 | Riverside | WECC | CISO | California Independent System Operator | Wind | Onshore Wind Turbine | 1 | V-47 | 41 | 41 | 41 | NR | IPP Non-CHP | 138 | Q |  | 62 | Vestas | 213.2 | [7 empty] | 2002
56012 | WECC | Whitewater Hill Wind Partners | 17058 | Shell Wind Energy Inc. | 33.925 | -116.6178 | 63-665 19th Ave | North Palm Springs | CA | 92258 | Riverside | WECC | CISO | California Independent System Operator | Wind | Onshore Wind Turbine | 1 | 1 | 61.5 | 61.5 | 61.5 | NR | IPP Non-CHP | 138 | Q |  | 41 | GE | 213.2 | [7 empty] | 2002
56013 | SPP | Exira | 20421 | Western Minnesota Mun Pwr Agny | 41.5144 | -94.9197 | 3429 Jay Ave | Brayton | IA | 50042 | Audubon | MRO | SWPP | Southwest Power Pool | Natural Gas | Natural Gas Fired Combustion Turbine | 3 | U1; U2; U3 | 181.5 | 140.1 | 140.1 | RE | Electric Utility | 161 | P | [11 empty] | 2004
56016 | WECC | Grimes Way | 22040 | Washington State University | 46.7289 | -117.1514 | Grimes Way | Pullman | WA | 99164 | Whitman | WECC | AVA | Avista Corporation | Mixed | Natural Gas Internal Combustion Engine; Petroleum Liquids | 3 | 1; 2; 3 | 4 | 3.7 | 3.7 | NR | Commercial Non-CHP | 13.2 | S | [11 empty] | 2005
56022 | SPP | Waste Water Plant Generator | 20813 | City of Winfield - (KS) | 37.2278 | -96.9897 | 21st Ave. & Andrews St | Winfield | KS | 67156 | Cowley | MRO | SWPP | Southwest Power Pool | Petroleum | Petroleum Liquids | 1 | 1 | 1.6 | 1.6 | 1.6 | RE | Electric Utility | 12.47 | M | [11 empty] | 1993
56025 | MISO | Traer East | 19062 | City of Traer - (IA) | 42.1817 | -92.4663 | 180th and QQ Avenue | Tracer | IA | 50675 | Tama | MRO | MISO | Midcontinent Independent Transmission System Operator, Inc.. | Petroleum | Petroleum Liquids | 2 | 6; 7 | 4 | 4 | 4 | RE | Electric Utility | 12.5 | M | [11 empty] | 2004
56026 | WECC | Donald Von Raesfeld Power Plant | 16655 | City of Santa Clara - (CA) | 37.3767 | -121.9508 | 850 Duane Avenue | Santa Clara | CA | 95054 | Santa Clara | WECC | CISO | California Independent System Operator | Natural Gas | Natural Gas Fired Combined Cycle | 3 | CTG1; CTG2; STG | 154 | 147.8 | 147.8 | RE | Electric Utility | 115 | M | POD_DUANE_1_PL1X3-APND | [10 empty] | 2005
56031 | MISO | Fox Energy Center | 20860 | Wisconsin Public Service Corp | 44.3204 | -88.2089 | 310 East Frontage Road | Wrightstown | WI | 54130 | Outagamie | RFC | MISO | Midcontinent Independent Transmission System Operator, Inc.. | Natural Gas | Natural Gas Fired Combined Cycle | 3 | CTG1; CTG2; STG | 618.8 | 577.5 | 644.8 | RE | Electric Utility | 345 | I | WPS.CC.FOX1; WPS.CC.FOX2 | [10 empty] | 2005
56036 | WECC | WWTP Power Generation Station | 5571 | East Bay Municipal Util Dist | 37.8258 | -122.2961 | 2020 Wake Avenue | Oakland | CA | 94607 | Alameda | WECC | CISO | California Independent System Operator | Other | Other Waste Biomass | 3 | GEN1; GEN2; GEN3 | 6.6 | 6 | 6 | RE | Commercial CHP | 12.5 | M | OAK C_1_EBMUD | [10 empty] | 1985
56038 | PJM | UMCP CHP Plant | 19165 | Trigen-Cinergy Solutions College Park | 38.9858 | -76.9355 | UMCP Campus Bldg 001 | College Park | MD | 20742 | Prince Georges | RFC | PJM | PJM Interconnection, LLC | Natural Gas | Natural Gas Fired Combustion Turbine; Natural Gas Steam Turbine | 3 | 1; 2; 3 | 27.4 | 20.8 | 26.7 | NR | IPP CHP | 13.8 | Q | [11 empty] | 2003 | 2025
56039 | WECC | H. Gonzales | 19798 | City of Vernon | 33.9986 | -118.2219 | 4990 Seville Avenue | Vernon | CA | 90058 | Los Angeles | WECC | CISO | California Independent System Operator | Natural Gas | Natural Gas Fired Combustion Turbine | 2 | G1; G2 | 11.8 | 10.8 | 11.8 | RE | Electric Utility | 66 | M | VERNON_6_N005; VERNON_6_N006 | [10 empty] | 1987
56041 | WECC | Malburg | 19798 | City of Vernon | 33.9986 | -118.2219 | 4990 Seville Avenue | Vernon | CA | 90058 | Los Angeles | WECC | CISO | California Independent System Operator | Natural Gas | Natural Gas Fired Combined Cycle | 3 | M1; M2; M3 | 130 | 139 | 139 | RE | Electric Utility | 66 | M | VERNON_6_MALBRG-APND (CAISO) | [10 empty] | 2005
56046 | WECC | Magnolia Power Project | 2507 | City of Burbank Water and Power | 34.1786 | -118.3153 | 110 West Magnolia Boulevard | Burbank | CA | 91502 | Los Angeles | WECC | LDWP | Los Angeles Department of Water and Power | Natural Gas | Natural Gas Fired Combined Cycle | 2 | 1; 2 | 387.6 | 301 | 305 | RE | Electric Utility | 69 | M | [11 empty] | 2005
56050 | PJM | Inner Harbor East Heating | 19198 | Trigen Inner Harbor East, LLC | 39.2837 | -76.5994 | 1001 Fleet Street | Baltimore | MD | 21202 | Baltimore City | RFC | PJM | PJM Interconnection, LLC | Natural Gas | Natural Gas Internal Combustion Engine | 1 | 1 | 2.1 | 2.1 | 2.1 | NR | Commercial CHP | 13.2 | COM | [11 empty] | 2004
56051 | WECC | THUMS | 18986 | THUMS Long Beach Company | 33.7684 | -118.2141 | 1411 Pier D Street | Long Beach | CA | 90802 | Los Angeles | WECC | CISO | California Independent System Operator | Natural Gas | Natural Gas Fired Combustion Turbine | 1 | GEN1 | 57.4 | 45 | 45 | NR | Industrial Non-CHP | 66 | COM | [11 empty] | 2003
56052 | PJM | Meyersdale Windpower, LLC | 65240 | Sequitur Renewables, LLC | 39.7907 | -79.002 | 1773 Sandspring Rd | Meyersdale | PA | 15552 | Somerset | RFC | PJM | PJM Interconnection, LLC | Wind | Onshore Wind Turbine | 1 | GE15 | 30 | 30 | 30 | NR | IPP Non-CHP | 138 | Q | MEYERSDA35 KV WINDPWR | 20 | NEG-Micon | 262 | [7 empty] | 2003
56053 | MISO | Casey City of | 3153 | City of Casey - (IL) | 39.3106 | -87.9926 | 910 N Central | Casey | IL | 62420 | Clark | SERC | MISO | Midcontinent Independent Transmission System Operator, Inc.. | Petroleum | Petroleum Liquids | 3 | 1; 2; 3 | 5.4 | 5.4 | 5.4 | RE | Electric Utility | 69 | M | AMIL.IP.IMEA | [10 empty] | 2002
56054 | MISO | G McNeilus Wind Farm Dodge Center | 6985 | Justin McNeilus | 43.9785 | -92.8511 | 65742 State Highway 56 | Dodge Center | MN | 55927 | Dodge | MRO | MISO | Midcontinent Independent Transmission System Operator, Inc.. | Wind | Onshore Wind Turbine | 3 | GM1; GM2; GM3 | 43 | 43 | 43 | NR | IPP Non-CHP | 69 | Q |  | 41 | NEG-Micon | 236 | [7 empty] | 2002
56068 | MISO | Elm Road Generating Station | 20847 | Wisconsin Electric Power Co | 42.8492 | -87.8336 | 10800 S. Chicago Road | Oak Creek | WI | 53154 | Milwaukee | RFC | MISO | Midcontinent Independent Transmission System Operator, Inc.. | Coal | Conventional Steam Coal | 2 | 1; 2 | 1402.6 | 1270.8 | 1275.4 | RE | Electric Utility | 345 | I | WEC.ERG1; WEC.ERG2 | [10 empty] | 2010
56069 | MISO | Berlin Landfill Gas | 54842 | WM Renewable Energy LLC | 43.9603 | -88.9158 | W694 White Ridge Rod | Berlin | WI | 54923 | Green Lake | MRO | MISO | Midcontinent Independent Transmission System Operator, Inc.. | Other | Landfill Gas | 3 | 1; 2; 3 | 2.4 | 2.4 | 2.4 | NR | IPP Non-CHP | 12.5 | IND | Zonal | [10 empty] | 2001
56070 | MISO | Diesel Generators | 11479 | Madison Gas & Electric Co | 43.0802 | -89.3747 | 115 N. Livingston Street | Madison | WI | 53703 | Dane | MRO | MISO | Midcontinent Independent Transmission System Operator, Inc.. | Petroleum | Petroleum Liquids | 1 | 1 | 54 | 52.5 | 51.7 | RE | Electric Utility | 13.8 | I | MGE.DRR.DG01-10 | [10 empty] | 2001
56073 | MISO | Alliant SBG 9802 Toyota | 361 | Industrial Energy Applications Inc | 42.0277 | -91.7111 | 5005 N. River Blvd NE | Cedar Rapids | IA | 52411 | Linn | MRO | MISO | Midcontinent Independent Transmission System Operator, Inc.. | Natural Gas | Natural Gas Internal Combustion Engine | 1 | 01 | 1 | 1 | 1 | NR | IPP Non-CHP | 0.48 | Q | [11 empty] | 1998
56075 | WECC | High Winds LLC | 8565 | FPLE High Winds, LLC | 38.1381 | -121.8053 | 6700 Birds Landing Rd. | Birds Landing | CA | 94512 | Solano | WECC | CISO | California Independent System Operator | Wind | Onshore Wind Turbine | 2 | 1; 2 | 162 | 162 | 162 | NR | IPP Non-CHP | 230 | Q |  | 90 | Vestas | 213.3 | [7 empty] | 2003
56078 | WECC | Walnut Energy Center | 19281 | Turlock Irrigation District | 37.4878 | -120.8956 | 600 S. Washington Road | Turlock | CA | 95380 | Stanislaus | WECC | TIDC | Turlock Irrigation District | Natural Gas | Natural Gas Fired Combined Cycle | 3 | 1; 2; 3 | 300.6 | 269 | 269 | RE | Electric Utility | 115 | P | [11 empty] | 2006
56080 | WECC | SJ/SC WPCP | 16657 | San Jose/Santa Clara Water P C | 37.4344 | -121.9464 | 700 Los Esteros Road | San Jose | CA | 95134 | Santa Clara | WECC | CISO | California Independent System Operator | Other | Other Waste Biomass | 4 | EG4; EG5; EG6; EG7 | 14 | 12.8 | 12.8 | NR | Commercial CHP | 115 | M | [11 empty] | 2020
56081 | SPP | Blue Canyon Windpower | 1881 | Blue Canyon Windpower LLC | 34.8508 | -98.5773 | 3109 State Hwy 19 | Carnegie | OK | 73015 | Comanche | MRO | SWPP | Southwest Power Pool | Wind | Onshore Wind Turbine | 1 | EW | 74.3 | 74.3 | 74.3 | NR | IPP Non-CHP | 138 | Q |  | 45 | Vestas | 262 | [7 empty] | 2003
56090 | WECC | Blacksand Generating Facility | 61143 | Bridge Energy LLC | 33.9328 | -117.855 | 2000 Tonner Canyon Road | Brea | CA | 92821 | Orange | WECC | CISO | California Independent System Operator | Natural Gas | Natural Gas Fired Combustion Turbine | 3 | D182; D189; D190 | 8 | 5.8 | 5.8 | NR | Industrial Non-CHP | 12 | IND | [11 empty] | 2000
56093 | WECC | TransAlta Wyoming Wind | 58608 | TransAlta Wyoming Wind LLC | 41.2874 | -110.5556 | 3287 Divide Rd | Evanston | WY | 82930 | Uinta | WECC | PACE | PacifiCorp - East | Wind | Onshore Wind Turbine | 1 | GE15 | 144 | 142.2 | 142.2 | NR | IPP Non-CHP | 138 | Q |  | 78 | Vestas | 240 | [7 empty] | 2003
56094 | SPP | Oklahoma Wind Energy Center | 34719 | FPL Energy Oklahoma Wind LLC | 36.604 | -99.34 | 3/8 mi W of Intrscn EW30/NS208 | Woodward | OK | 73801 | Woodward | MRO | SWPP | Southwest Power Pool | Wind | Onshore Wind Turbine | 2 | GE15; GSOO | 102 | 102 | 102 | NR | IPP Non-CHP | 138 | Q |  | 68 | GE | 213.3 | [7 empty] | 2003
56097 | WECC | New Mexico Wind Energy Center | 34717 | FPL Energy New Mexico Wind LLC | 34.6357 | -104.0473 | 1561 State Highway 252 | House | NM | 88121 | Quay | WECC | PNM | Public Service Company of New Mexico | Wind | Onshore Wind Turbine | 1 | GE15 | 204 | 204 | 204 | NR | IPP Non-CHP | 34.5 | Q |  | 136 | GE | 213.3 | [7 empty] | 2003
56098 | MISO | Hillsboro | 8628 | City of Hillsboro - (ND) | 47.3969 | -97.0606 | 603 South Main | Hillsboro | ND | 58045 | Traill | MRO | MISO | Midcontinent Independent Transmission System Operator, Inc.. | Petroleum | Petroleum Liquids | 2 | 1; 2 | 4 | 4 | 4 | RE | Electric Utility | 4.16 | M | OTP.MRES.HILS | [10 empty] | 2002
56099 | MISO | FPL Energy North Dakota Wind I/II | 34723 | FPL Energy North Dakota Wind LLC | 46.3272 | -98.8984 | 7305 74th Ave., SE | Edgeley | ND | 58433 | LaMoure | MRO | MISO | Midcontinent Independent Transmission System Operator, Inc.. | Wind | Onshore Wind Turbine | 1 | GE15 | 61.5 | 61.5 | 61.5 | NR | IPP Non-CHP | 230 | Q |  | 41 | GE | 213.3 | [7 empty] | 2003
56100 | MISO | St. Charles Power Plant | 17862 | City of St Charles - (MN) | 43.9742 | -92.0597 | 461 4th Street East | St. Charles | MN | 55972 | Winona | MRO | MISO | Midcontinent Independent Transmission System Operator, Inc.. | Petroleum | Petroleum Liquids | 4 | 1; 2; 3; 4 | 8.8 | 8 | 8 | RE | Electric Utility | 69 | M | [11 empty] | 2004
56102 | WECC | Currant Creek | 14354 | PacifiCorp | 39.8214 | -111.8935 | 2096 West 300 North | Mona | UT | 84645 | Juab | WECC | PACE | PacifiCorp - East | Natural Gas | Natural Gas Fired Combined Cycle | 3 | CT1A; CT1B; ST1 | 566.9 | 524 | 555 | RE | Electric Utility | 345 | I | [11 empty] | 2005
56104 | MISO | Mankato Energy Center | 63705 | MEC Holdings, LLC | 44.1988 | -94.003 | 1 Fazio Lane | Mankato | MN | 56001 | Blue Earth | MRO | MISO | Midcontinent Independent Transmission System Operator, Inc.. | Natural Gas | Natural Gas Fired Combined Cycle | 3 | CTG1; CTG2; STG1 | 740.8 | 654 | 720 | NR | IPP Non-CHP | 345 | Q | [11 empty] | 2006
56108 | MISO | T J Labbe Electric Generating | 50111 | Lafayette Utilities System | 30.2554 | -92.0433 | 208 Renaud Dr | Lafayette | LA | 70507 | Lafayette | SERC | MISO | Midcontinent Independent Transmission System Operator, Inc.. | Natural Gas | Natural Gas Fired Combustion Turbine | 2 | U-1; U-2 | 100.8 | 95.5 | 94.3 | RE | Electric Utility | 230 | M | LAFA.LABBE1; LAFA.LABBE2 | [10 empty] | 2005
56112 | WECC | Mountain View III | 15399 | Avangrid Power LLC | 33.9141 | -116.5914 | 19020 Indian Avenue | North Palm Springs | CA | 92258 | Riverside | WECC | CISO | California Independent System Operator | Wind | Onshore Wind Turbine | 1 | V47 | 22.4 | 22.4 | 22.4 | NR | IPP Non-CHP | 115 | Q |  | 34 | Vestas | 200 | [7 empty] | 2003
56114 | MISO | IMEA Highland | 8573 | City of Highland | 38.7417 | -89.6847 | 501 Ninth Street | Highland | IL | 62249 | Madison | SERC | MISO | Midcontinent Independent Transmission System Operator, Inc.. | Petroleum | Petroleum Liquids | 2 | 1; 2 | 3.6 | 3.6 | 3.6 | RE | Electric Utility | 13.2 | M | [11 empty] | 1996
56116 | MISO | IMEA Flora | 9286 | Illinois Municipal Elec Agency | 38.6658 | -88.4625 | 2 Commercial Drive | Flora | IL | 62839 | Clay | SERC | MISO | Midcontinent Independent Transmission System Operator, Inc.. | Petroleum | Petroleum Liquids | 5 | 10; 6; 7; 8; 9 | 9 | 9 | 9 | RE | Electric Utility | 4.16 | M | [11 empty] | 2000
56117 | MISO | Flora Site A | 6417 | City of Flora - (IL) | 38.6693 | -88.4635 | #3 Commercial Drive | Flora | IL | 62839 | Clay | SERC | MISO | Midcontinent Independent Transmission System Operator, Inc.. | Petroleum | Petroleum Liquids | 3 | 1; 2; 3 | 5.4 | 5.4 | 5.4 | RE | Electric Utility | 12.47 | M | AMIL.IP.IMEA | [10 empty] | 2001
56118 | MISO | Flora Site B | 6417 | City of Flora - (IL) | 38.6714 | -88.4894 | 471 State Street | Flora | IL | 62839 | Clay | SERC | MISO | Midcontinent Independent Transmission System Operator, Inc.. | Petroleum | Petroleum Liquids | 2 | 4; 5 | 3.6 | 3.6 | 3.6 | RE | Electric Utility | 12.47 | M | AMIL.IP.IMEA | [10 empty] | 2001
56119 | PJM | Middlesex County Utilities Authority | 49775 | Middlesex County Utilities Authority | 40.4903 | -74.3156 | 2571 Main Street | Sayreville | NJ | 8872 | Middlesex | RFC | PJM | PJM Interconnection, LLC | Other | Landfill Gas | 3 | 100; 200; 300 | 22.5 | 18.8 | 20.4 | NR | IPP CHP | 13.8 | M | [11 empty] | 1961
56125 | WECC | Springville Hydroelectric | 30076 | Calleguas Mun Water District | 34.2253 | -119.0858 | 833 Via Zamora | Camarillo | CA | 93010 | Ventura | WECC | CISO | California Independent System Operator | Other | Conventional Hydroelectric | 1 | 4152 | 1 | 1 | 1 | NR | IPP Non-CHP | 16 | M | [11 empty] | 1994
56134 | WECC | Regional Wastewater Control Facility | 55934 | City of Stockton MUD | 37.9369 | -121.3294 | 2500 Navy Dr | Stockton | CA | 95206 | San Joaquin | WECC | CISO | California Independent System Operator | Mixed | Other Waste Biomass; Petroleum Liquids | 4 | 0101; 0301; 0401; 0501 | 4.8 | 4 | 4 | NR | Commercial CHP | 60 | M | [11 empty] | 2000
56135 | WECC | Ripon Generation Station | 12745 | Modesto Irrigation District | 37.7315 | -121.116 | 1015 S. Stockton Blvd. | Ripon | CA | 95366 | San Joaquin | WECC | BANC | Balancing Authority of Northern California | Natural Gas | Natural Gas Fired Combustion Turbine | 2 | 1; 2 | 121 | 100 | 100 | RE | Electric Utility | 69 | P | [11 empty] | 2006
56138 | MISO | Anderson Erickson | 64814 | Anderson Erickson Dairy | 41.6014 | -93.5765 | 2291 State Street | Des Moines | IA | 50317 | Polk | MRO | MISO | Midcontinent Independent Transmission System Operator, Inc.. | Petroleum | Petroleum Liquids | 1 | 1 | 2 | 2 | 2 | NR | Industrial Non-CHP | 69 | IND | DOES NOT HAVE NODE | [10 empty] | 2000
56139 | MISO | Neptune Gas Processing Plant | 29925 | Enterprise Products Optg LP | 29.7336 | -91.4431 | 120 Trunkline | Centerville | LA | 70522 | St Mary | SERC | MISO | Midcontinent Independent Transmission System Operator, Inc.. | Other | All Other | 1 | NPCG | 4.5 | 3.1 | 3.5 | NR | Industrial CHP | 12.47 | IND | [11 empty] | 2004
56143 | WECC | Riverside Energy Resource Center | 16088 | City of Riverside - (CA) | 33.9636 | -117.4528 | 5901 Payton Ave | Riverside | CA | 92504 | Riverside | WECC | CISO | California Independent System Operator | Natural Gas | Natural Gas Fired Combustion Turbine | 4 | 1; 2; 3; 4 | 196 | 196 | 196 | RE | Electric Utility | 69 | M | POD_RVSIDE_6_RERCU1-APND; POD_RVSIDE_6_RERCU2-APND; RERCU3_7_GN001; RERCU4_7_GN001 | [10 empty] | 2006
56144 | WECC | Springs Generating Station | 16088 | City of Riverside - (CA) | 33.9308 | -117.2933 | 2221 Eastridge Ave | Riverside | CA | 92507 | Riverside | WECC | CISO | California Independent System Operator | Natural Gas | Natural Gas Fired Combustion Turbine | 4 | 1; 2; 3; 4 | 40 | 40 | 40 | RE | Electric Utility | 69 | M | RVSIDE_6_SPRING-APND | [10 empty] | 2002
56148 | SPP | Ft. Pierre | 6615 | City of Fort Pierre - (SD) | 44.3681 | -100.3808 | 1400 Salebarn Rd | Fort Pierre | SD | 57532 | Stanley | MRO | SWPP | Southwest Power Pool | Petroleum | Petroleum Liquids | 3 | 5; 6; 7 | 6 | 6 | 6 | RE | Electric Utility | 12.47 | M | [11 empty] | 2004
56151 | SPP | South Harper | 12698 | Evergy Missouri West | 38.6803 | -94.4824 | MO Hwy 7 and 235th Street | Kansas City | MO | 64701 | Cass | MRO | SWPP | Southwest Power Pool | Natural Gas | Natural Gas Fired Combustion Turbine | 3 | GT1; GT2; GT3 | 351 | 321.2 | 369.7 | RE | Electric Utility | 161 | I | MPSSHARPER-UN1; MPSSHARPER-UN2; MPSSHARPER-UN3 | [10 empty] | 2005
56160 | PJM | Mendota Hills, LLC | 50123 | Leeward Asset Management, LLC | 41.7194 | -89.0492 | 823 Bingham Road | Paw Paw | IL | 60553 | Lee | RFC | PJM | PJM Interconnection, LLC | Wind | Onshore Wind Turbine | 1 | GEN1 | 76.2 | 76.2 | 76.2 | NR | IPP Non-CHP | 138 | Q |  | 29 | Gamesa | 275 | [7 empty] | 2003
56162 | SPP | Ainsworth Wind | 13337 | Nebraska Public Power District | 42.4489 | -99.8917 | Highway 7 | Ainsworth | NE | 69210 | Brown | MRO | SWPP | Southwest Power Pool | Wind | Onshore Wind Turbine | 1 | 1 | 59.4 | 59.4 | 59.4 | RE | Electric Utility | 115 | P | NPPD_AINSWIND | 36 | Vestas | 229.7 | [7 empty] | 2005
56163 | WECC | Kennecott Power Plant | 49805 | Kennecott Utah Copper | 40.7119 | -112.1225 | 9200 West 3325 South | Magna | UT | 84044 | Salt Lake | WECC | PACE | PacifiCorp - East | Mixed | Natural Gas Fired Combustion Turbine; All Other | 2 | RCHP; SM58 | 38.2 | 37.7 | 38.2 | NR | Industrial CHP | 138 | IND | [11 empty] | 1995
56164 | MISO | Faribault Energy Park | 12667 | Minnesota Municipal Power Agny | 44.3356 | -93.2906 | 4100 Park Avenue | Faribault | MN | 55021 | Rice | MRO | MISO | Midcontinent Independent Transmission System Operator, Inc.. | Natural Gas | Natural Gas Fired Combined Cycle | 2 | EU01; HRSG | 334.5 | 261 | 290 | RE | Electric Utility | 118 | P | NSP.MMPA.FEP | [10 empty] | 2005
56166 | MISO | Sheboygan Falls | 20856 | Wisconsin Power & Light Co | 43.7518 | -87.8781 | N5787 Bridgewood Road | Sheboygan | WI | 53085 | Sheboygan | MRO | MISO | Midcontinent Independent Transmission System Operator, Inc.. | Natural Gas | Natural Gas Fired Combustion Turbine | 2 | 1; 2 | 346.8 | 297.6 | 364 | RE | Electric Utility | 345 | I | ALTE.SHEB1; ALTE.SHEB2 | [10 empty] | 2005
56172 | MISO | Flying Cloud Power Partners LLC | 15399 | Avangrid Power LLC | 43.3897 | -95.2997 | 1574 170th Street | Lake Park | IA | 51347 | Dickinson | MRO | MISO | Midcontinent Independent Transmission System Operator, Inc.. | Wind | Onshore Wind Turbine | 1 | FC | 43.5 | 43.5 | 43.5 | NR | IPP Non-CHP | 240 | Q |  | 29 | GE | 262 | [7 empty] | 2003
56173 | WECC | Colorado Green Holdings LLC | 15399 | Avangrid Power LLC | 37.7033 | -102.6231 | 8501 County Road E | Lamar | CO | 81052 | Prowers | WECC | PSCO | Public Service Company of Colorado | Wind | Onshore Wind Turbine | 1 | CG | 162 | 162 | 162 | NR | IPP Non-CHP | 230 | Q |  | 51 | Vestas | 344 | [7 empty] | 2003
56174 | MISO | Moraine Wind LLC | 15399 | Avangrid Power LLC | 44.0667 | -96.0667 | 4 151th Street | Woodstock | MN | 56186 | Pipestone | MRO | MISO | Midcontinent Independent Transmission System Operator, Inc.. | Wind | Onshore Wind Turbine | 1 | MOR | 51 | 51 | 51 | NR | IPP Non-CHP | 115 | Q |  | 34 | GE | 213 | [7 empty] | 2003
56177 | WECC | Nebo Power Station | 40575 | Utah Associated Mun Power Sys | 40.0614 | -111.7294 | State Road 115 & Bamberger Rd | Payson | UT | 84651 | Utah | WECC | PACE | PacifiCorp - East | Natural Gas | Natural Gas Fired Combined Cycle | 2 | GT1; ST1 | 140 | 130 | 140 | RE | Electric Utility | 138 | P | [11 empty] | 2004
56181 | PJM | Genoa Diesel Generating Station | 7100 | Village of Genoa - (OH) | 41.5092 | -83.3606 | Industrial Park Road | Genoa | OH | 43430 | Ottawa | RFC | PJM | PJM Interconnection, LLC | Petroleum | Petroleum Liquids | 3 | 1; 2; 3 | 6 | 6 | 6 | RE | Electric Utility | 12.47 | M | [11 empty] | 2004
56184 | WECC | Red Bluff | 55784 | California Power Holdings LLC | 40.1501 | -122.2124 | 970 Diamond Ave | Red Bluff | CA | 96080 | Tehama | WECC | CISO | California Independent System Operator | Natural Gas | Natural Gas Internal Combustion Engine | 16 | IC1; IC10; IC11; IC12; IC13; IC14; IC15; IC16; IC2; IC3; IC4; IC5; IC6; IC7; IC8; IC9 | 46.4 | 44.8 | 44.8 | NR | IPP Non-CHP | 69 | Q | [11 empty] | 2001
56185 | WECC | Chowchilla II | 55784 | California Power Holdings LLC | 37.1073 | -120.2485 | 16457 Avenue 24 1/2 | Chowchilla | CA | 93610 | Madera | WECC | CISO | California Independent System Operator | Natural Gas | Natural Gas Internal Combustion Engine | 16 | IC1; IC10; IC11; IC12; IC13; IC14; IC15; IC16; IC2; IC3; IC4; IC5; IC6; IC7; IC8; IC9 | 49.6 | 49.6 | 49.6 | NR | IPP Non-CHP | 115 | Q | [11 empty] | 2001
56190 | MISO | Central Michigan University | 3304 | Central Michigan University | 43.5905 | -84.779 | 1720 S. East Campus Dr | Mt. Pleasant | MI | 48859 | Isabella | RFC | MISO | Midcontinent Independent Transmission System Operator, Inc.. | Natural Gas | Natural Gas Fired Combustion Turbine; Natural Gas Steam Turbine | 2 | GT1; STM1 | 4.8 | 4.2 | 4.9 | NR | Commercial CHP | 46 | S | [11 empty] | 1987
56192 | WECC | Georgia-Pacific Wauna Mill | 49842 | Georgia-Pacific Wauna LLC | 46.154 | -123.4066 | 92326 Taylorville Road | Clatskanie | OR | 97016 | Clatsop | WECC | BPAT | Bonneville Power Administration | Other | Wood/Wood Waste Biomass | 1 | 1 | 30 | 24 | 26 | NR | Industrial CHP | 230 | IND | [11 empty] | 1996
56193 | WECC | Medford Operation | 50082 | Boise Cascade Wood Products LLC | 42.3555 | -122.9046 | 3285 North Pacific Highway | Medford | OR | 97501 | Jackson | WECC | PACW | PacifiCorp - West | Other | Wood/Wood Waste Biomass | 2 | 1; 2 | 8.5 | 7.5 | 7.5 | NR | Industrial CHP | 12 | IND | [11 empty] | 1956
56194 | MISO | Dike City Power Plant | 5155 | City of Dike | 42.4622 | -92.6264 | 243 Front Street | Dike | IA | 50624 | Grundy | MRO | MISO | Midcontinent Independent Transmission System Operator, Inc.. | Petroleum | Petroleum Liquids | 1 | 001 | 2.2 | 2 | 2 | RE | Electric Utility | 72 | M | [11 empty] | 2005
56195 | WECC | Combine Hills I | 49844 | Eurus Combine Hills I LLC | 45.943 | -118.591 | 84700 White Reservoir Road | Milton-Freewater | OR | 97862 | Umatilla | WECC | PACW | PacifiCorp - West | Wind | Onshore Wind Turbine | 1 | 001 | 43 | 41 | 41 | NR | IPP Non-CHP | 72 | Q |  | 41 | Mitsubishi | 180 | [7 empty] | 2003
56199 | MISO | TG Windfarm LLC | 61141 | TG Windfarm LLC | 43.9897 | -96.2236 | 966 120th Ave | Pipestone | MN | 56164 | Pipestone | MRO | MISO | Midcontinent Independent Transmission System Operator, Inc.. | Wind | Onshore Wind Turbine | 1 | 1 | 2 | 2 | 2 | NR | IPP Non-CHP | 34.5 | Q |  | 2 | Suzlon | 213 | [7 empty] | 2003
56200 | MISO | CG Windfarm LLC | 61140 | CG Windfarm LLC | 43.9931 | -96.2186 | 996 120th Avenue | Woodstock | MN | 56186 | Pipestone | MRO | MISO | Midcontinent Independent Transmission System Operator, Inc.. | Wind | Onshore Wind Turbine | 1 | I | 2 | 2 | 2 | NR | IPP Non-CHP | 34.5 | Q | MISO | 2 | Suzlon | 213 | [7 empty] | 2003
56201 | MISO | Bisson Windfarm LLC | 61139 | Bisson Windfarm LLC | 43.9844 | -96.2194 | 906 120th Avenue | Pipestone | MN | 56164 | Pipestone | MRO | MISO | Midcontinent Independent Transmission System Operator, Inc.. | Wind | Onshore Wind Turbine | 1 | I | 2 | 2 | 2 | NR | IPP Non-CHP | 34.5 | Q | MISO | 2 | Suzlon | 213 | [7 empty] | 2003
56202 | MISO | Tofteland Windfarm LLC | 49867 | Tofteland Windfarm LLC | 43.9803 | -96.2233 | 936 120th Avenue | Pipestone | MN | 56164 | Pipestone | MRO | MISO | Midcontinent Independent Transmission System Operator, Inc.. | Wind | Onshore Wind Turbine | 1 | I | 2 | 2 | 2 | NR | IPP Non-CHP | 69 | Q |  | 2 | Suzlon | 213 | [7 empty] | 2003
56203 | MISO | Westridge Windfarm LLC | 61142 | Westridge Windfarm LLC | 43.9886 | -96.2156 | 966 12th Ave | Woodstock | MN | 56164 | Pipestone | MRO | MISO | Midcontinent Independent Transmission System Operator, Inc.. | Wind | Onshore Wind Turbine | 1 | 1 | 2 | 2 | 2 | NR | IPP Non-CHP | 34.5 | Q | MISO | 2 | Suzlon | 213 | [7 empty] | 2003
56204 | MISO | Fey Windfarm LLC | 49869 | Fey Windfarm LLC | 44.0364 | -96.0736 | 1959 131th Street | Woodstock | MN | 56186 | Pipestone | MRO | MISO | Midcontinent Independent Transmission System Operator, Inc.. | Wind | Onshore Wind Turbine | 1 | 1 | 2 | 2 | 2 | NR | IPP Non-CHP | 34.5 | Q |  | 2 | Suzlon | 213 | [7 empty] | 2003
56205 | MISO | Windcurrent Farms LLC | 49870 | Windcurrent Farms LLC | 44.0236 | -96.0789 | 1928 121th Street | Woodstock | MN | 56186 | Pipestone | MRO | MISO | Midcontinent Independent Transmission System Operator, Inc.. | Wind | Onshore Wind Turbine | 1 | 1 | 2 | 2 | 2 | NR | IPP Non-CHP | 34.5 | Q |  | 2 | Suzlon | 213 | [7 empty] | 2003
56206 | MISO | K-Brink Windfarm LLC | 61120 | K-brink Windfarm, LLC | 44.0197 | -96.1183 | 1731 121th Street | Woodstock | MN | 56186 | Pipestone | MRO | MISO | Midcontinent Independent Transmission System Operator, Inc.. | Wind | Onshore Wind Turbine | 1 | 1 | 2 | 2 | 2 | NR | IPP Non-CHP | 34.5 | Q | MISO | 2 | Suzlon | 213 | [7 empty] | 2003
56207 | MISO | DL Windy Acres LLC | 56800 | Brewster | 43.6514 | -95.3686 | 80442 350th Avenue | Brewster | MN | 56119 | Jackson | MRO | MISO | Midcontinent Independent Transmission System Operator, Inc.. | Wind | Onshore Wind Turbine | 1 | 1 | 2 | 2 | 2 | NR | IPP Non-CHP | 69 | Q |  | 2 | Suzlon | 213.3 | [7 empty] | 2003
56208 | MISO | S&P Windfarm LLC | 56800 | Brewster | 43.6514 | -95.3825 | 80441 350th Avenue | Brewster | MN | 56119 | Jackson | MRO | MISO | Midcontinent Independent Transmission System Operator, Inc.. | Wind | Onshore Wind Turbine | 1 | 1 | 2 | 2 | 2 | NR | IPP Non-CHP | 69 | Q |  | 2 | Suzlon | 213.3 | [7 empty] | 2003
56209 | MISO | Boeve Windfarm LLC | 49874 | Boeve Windfarm LLC | 44.05 | -96.0933 | 1857 141st Street | Woodstock | MN | 56186 | Pipestone | MRO | MISO | Midcontinent Independent Transmission System Operator, Inc.. | Wind | Onshore Wind Turbine | 1 | 1 | 2 | 2 | 2 | NR | IPP Non-CHP | 34.5 | Q | MISO | 2 | Suzlon | 213 | [7 empty] | 2003
56210 | MISO | B&K Energy Systems LLC | 56800 | Brewster | 43.6514 | -95.3755 | 80442 350th Avenue | Brewster | MN | 56119 | Jackson | MRO | MISO | Midcontinent Independent Transmission System Operator, Inc.. | Wind | Onshore Wind Turbine | 1 | 1 | 2 | 2 | 2 | NR | IPP Non-CHP | 69 | Q |  | 2 | Suzlon | 213.3 | [7 empty] | 2003
56215 | MISO | Allendorf | 57202 | E&E Enterprises LLC | 43.4 | -95.6333 | U S Highway 59 | Allendorf | IA | 51354 | Osceola | MRO | MISO | Midcontinent Independent Transmission System Operator, Inc.. | Wind | Onshore Wind Turbine | 4 | A1; ET; ST; WT | 5.8 | 5.6 | 5.8 | NR | IPP Non-CHP | 12.8 | Q |  | 7 | Micon | 240 | [7 empty] | 1998
56224 | WECC | TS Power Plant | 49896 | Nevada Gold Energy, LLC | 40.7461 | -116.5297 | 450 TS Power Plant Road | Battle Mountain | NV | 89820 | Eureka | WECC | NEVP | Nevada Power Company | Mixed | Conventional Steam Coal; Solar Photovoltaic | 3 | 001; SOL1; SOL2 | 442 | 418.4 | 419.2 | NR | IPP Non-CHP | 120 | Q | Not Applicable |  |  |  | 220 | Y | [5 empty] | 2008
56226 | PJM | Bowling Green Wind | 40577 | American Mun Power-Ohio, Inc | 41.3786 | -83.7383 | Rt 6 W of Interstate 75 | Bowling Green | OH | 43402 | Wood | RFC | PJM | PJM Interconnection, LLC | Wind | Onshore Wind Turbine | 4 | 1; 2; 3; 4 | 7.2 | 7.2 | 7.2 | RE | Electric Utility | 12.47 | M |  | 4 | Vestas | 255.9 | [7 empty] | 2003
56227 | WECC | Port Westward | 15248 | Portland General Electric Co | 46.1789 | -123.172 | 81566 Kallunki Rd | Clatskanie | OR | 97016 | Columbia | WECC | PGE | Portland General Electric Company | Natural Gas | Natural Gas Fired Combined Cycle | 2 | 1; 2 | 483 | 392.2 | 406.4 | RE | Electric Utility | 230 | I | PWP1_2_GNODESTG | [10 empty] | 2007
56228 | WECC | Prescott Airport | 803 | Arizona Public Service Co | 34.6584 | -112.4008 | Melville Road | Prescott | AZ | 86301 | Yavapai | WECC | AZPS | Arizona Public Service Company | Solar | Solar Photovoltaic | 1 | PV1 | 3 | 3 | 3 | RE | Electric Utility | 69 | I |  |  |  |  | 3.4 | Y | [5 empty] | 2002
56229 | WECC | Cogeneration 1 | 49913 | University of Arizona | 32.2299 | -110.9528 | 640 N. Mountain | Tucson | AZ | 85721 | Pima | WECC | TEPC | Tucson Electric Power Company | Natural Gas | Natural Gas Fired Combined Cycle | 1 | CT1 | 9 | 8.3 | 6.6 | NR | Commercial CHP | 13.8 | S | [11 empty] | 2002
56232 | WECC | Miramar Energy Facility | 16609 | San Diego Gas & Electric Co | 32.8769 | -117.1664 | 6875 Consolidated Way | San Diego | CA | 92121 | San Diego | WECC | CISO | California Independent System Operator | Natural Gas | Natural Gas Fired Combustion Turbine | 2 | 1; 2 | 106 | 94 | 94 | RE | Electric Utility | 69 | I | MIRAMREF_7_B1; MRGT_6_NODE1 | [10 empty] | 2005
56237 | WECC | Lake Side Power Plant | 14354 | PacifiCorp | 40.3317 | -111.7542 | 1825 North Pioneer Lane | Vineyard | UT | 84058 | Utah | WECC | PACE | PacifiCorp - East | Natural Gas | Natural Gas Fired Combined Cycle | 6 | CT01; CT02; CT21; CT22; ST01; ST2 | 1246.5 | 1176 | 1210.4 | RE | Electric Utility | 138 | I | [11 empty] | 2007
56238 | SPP | Groton Generation Station | 1307 | Basin Electric Power Coop | 45.3735 | -98.0987 | Hwy 37 | Groton | SD | 57445 | Brown | MRO | SWPP | Southwest Power Pool | Natural Gas | Natural Gas Fired Combustion Turbine | 2 | GT01; GT02 | 216.4 | 170 | 188 | RE | Electric Utility | 115 | C | WAUEGROTONUNGROTON_1_UNIT_RA; WAUEGROTONUNGROTON_2_UNIT_RA | [10 empty] | 2006
56239 | WECC | Malaga Power LLC | 59527 | CalPeak Power, LLC | 36.6896 | -119.7399 | 2611 E North Ave | Fresno | CA | 93725 | Fresno | WECC | CISO | California Independent System Operator | Natural Gas | Natural Gas Fired Combustion Turbine | 2 | GT-1; GT-2 | 121 | 96 | 96 | NR | IPP Non-CHP | 115 | Q | MALAGA_1_CTG1; MALAGA_1_CTG2 | [10 empty] | 2005
56241 | MISO | Cannon Falls Energy Center | 49893 | Invenergy Services LLC | 44.5367 | -92.9155 | 525 North Park Drive | Cannon Falls | MN | 55009 | Goodhue | MRO | MISO | Midcontinent Independent Transmission System Operator, Inc.. | Natural Gas | Natural Gas Fired Combustion Turbine | 2 | UNT1; UNT2 | 346.8 | 316 | 362 | NR | IPP Non-CHP | 115 | Q | [11 empty] | 2008
56242 | MISO | Kindred School | 49991 | Kindred Public School | 46.6497 | -97.0095 | 55 1st Avenue South | Kindred | ND | 58051 | Cass | MRO | MISO | Midcontinent Independent Transmission System Operator, Inc.. | Petroleum | Petroleum Liquids | 1 | 1 | 2 | 2 | 1.3 | NR | Commercial Non-CHP | 41.6 | P | [11 empty] | 2001
56244 | MISO | State Auto Insurance | 64173 | SLB Milbank LLC | 45.2207 | -96.6168 | 107 Flynn Drive, Suite 100 | Milbank | SD | 57252 | Grant | MRO | MISO | Midcontinent Independent Transmission System Operator, Inc.. | Petroleum | Petroleum Liquids | 1 | 1 | 1.7 | 1.7 | 1.7 | NR | Commercial Non-CHP | 3 | Q | [11 empty] | 2001
56245 | MISO | Stevens Community Medical Center | 49993 | Stevens Community Medical Center | 45.585 | -95.9042 | 400 East 1st Street | Morris | MN | 56267 | Stevens | MRO | MISO | Midcontinent Independent Transmission System Operator, Inc.. | Petroleum | Petroleum Liquids | 1 | 1 | 1 | 1 | 1 | NR | Commercial Non-CHP | 480 | COM | [11 empty] | 2004
56248 | MISO | Shell Chemical | 63888 | Shell Chemical LP - Geismar | 30.1875 | -90.984 | 7594 Hwy 75 | Geismar | LA | 70734 | Ascension | SERC | MISO | Midcontinent Independent Transmission System Operator, Inc.. | Natural Gas | Natural Gas Fired Combustion Turbine | 2 | 101G; 201G | 80 | 69 | 76.4 | NR | Industrial CHP | 230 | IND | [11 empty] | 2002
56251 | MISO | Intrepid | 12341 | MidAmerican Energy Co | 42.5539 | -95.3283 | 506 West 2nd | Schaller | IA | 51053 | Buena Vista | MRO | MISO | Midcontinent Independent Transmission System Operator, Inc.. | Wind | Onshore Wind Turbine | 2 | INWF; INWF2 | 175.5 | 175.5 | 175.5 | RE | Electric Utility | 161 | I | MEC.CLIPR1 | 122 | GE | 213 | [7 empty] | 2004
56252 | MISO | Century | 12341 | MidAmerican Energy Co | 42.5644 | -93.6369 | 301 Commercial St | Blairsburg | IA | 50034 | Hamilton | MRO | MISO | Midcontinent Independent Transmission System Operator, Inc.. | Wind | Onshore Wind Turbine | 3 | CWF; CWF2; CWF3 | 201.2 | 201.2 | 201.2 | RE | Electric Utility | 161 | I | MEC.Century_1 | 145 | GE | 213 | [7 empty] | 2005
56253 | WECC | Millcreek Power Generation | 17874 | City of St George | 37.1121 | -113.5166 | 3232 E 170 N | St. George | UT | 84790 | Washington | WECC | PACE | PacifiCorp - East | Natural Gas | Natural Gas Fired Combustion Turbine | 2 | MC1; MC2 | 80 | 73.6 | 78 | RE | Electric Utility | 138 | M | [11 empty] | 2006
56255 | WECC | Hopkins Ridge Wind | 15500 | Puget Sound Energy Inc | 46.4211 | -117.8331 | 431 Gwinn Road | Dayton | WA | 99328 | Columbia | WECC | BPAT | Bonneville Power Administration | Wind | Onshore Wind Turbine | 2 | 1; 2 | 156.6 | 156.6 | 156.6 | RE | Electric Utility | 115 | I |  | 87 | Vestas | 219.8 | [7 empty] | 2005
56269 | MISO | IBM West | 16181 | Rochester Public Utilities | 44.0587 | -92.5119 | 3112 Valleyhigh Drive NW | Rochester | MN | 55901 | Olmsted | MRO | MISO | Midcontinent Independent Transmission System Operator, Inc.. | Petroleum | Petroleum Liquids | 2 | 1; 2 | 3.6 | 3.6 | 3.6 | RE | Electric Utility | 161 | M | [11 empty] | 2005
56271 | WECC | Diablo Winds LLC | 65240 | Sequitur Renewables, LLC | 37.7637 | -121.6144 | 6185 Industrial Way | Livermore | CA | 94550 | Alameda | WECC | CISO | California Independent System Operator | Wind | Onshore Wind Turbine | 1 | VEST | 18 | 18 | 18 | NR | IPP Non-CHP | 230 | Q |  | 31 | Vestas | 164 | [7 empty] | 2004
56273 | SPP | Weatherford Wind Energy Center | 50014 | FPL Energy Weatherford, LLC | 35.5094 | -98.7346 | 3070 West service road | Weatherford | OK | 73906 | Custer | MRO | SWPP | Southwest Power Pool | Wind | Onshore Wind Turbine | 2 | 1; 2 | 147 | 147 | 147 | NR | IPP Non-CHP | 138 | Q |  | 98 | GE | 262.5 | [7 empty] | 2005
56274 | MISO | Valley Queen Cheese | 49988 | Valley Queen Cheese Factory, Inc. | 45.2211 | -96.6372 | 200 East Railway | Milbank | SD | 57252 | Grant | MRO | MISO | Midcontinent Independent Transmission System Operator, Inc.. | Petroleum | Petroleum Liquids | 3 | 1; 2; 3 | 4.5 | 1.5 | 1.5 | NR | IPP Non-CHP | 12.47 | IND | [11 empty] | 2002
56275 | WECC | Helzel & Schwarzhoff 86 | 56899 | Wind Stream Operations LLC | 35.0925 | -118.3952 | 13000 Jameson Road | Tehachapi | CA | 93561 | Kern | WECC | CISO | California Independent System Operator | Wind | Onshore Wind Turbine | 1 | WGNS | 2.4 | 2.4 | 2.4 | NR | IPP Non-CHP | 66 | Q |  | 27 | Vestas | 80 | [7 empty] | 1986
56276 | WECC | ZCO | 56899 | Wind Stream Operations LLC | 35.0772 | -118.3811 | 13000 Jameson Road | Tehachapi | CA | 93561 | Kern | WECC | CISO | California Independent System Operator | Wind | Onshore Wind Turbine | 1 | WGNS | 1.6 | 1.6 | 1.6 | NR | IPP Non-CHP | 66 | Q |  | 10 | Vestas | 80 | [7 empty] | 1985
56277 | PJM | Bavarian LFGTE | 5580 | East Kentucky Power Coop, Inc | 38.8608 | -84.6556 | 12760 McCoy Fork Road | Walton | KY | 41094 | Boone | SERC | PJM | PJM Interconnection, LLC | Other | Landfill Gas | 5 | 1; 2; 3; 4; 5 | 4.8 | 4.7 | 4.7 | RE | Electric Utility | 12.47 | C | [11 empty] | 2003
56278 | PJM | Green Valley LFGTE | 5580 | East Kentucky Power Coop, Inc | 38.3967 | -82.8088 | 517 Addington Drive | Ashland | KY | 41102 | Greenup | SERC | PJM | PJM Interconnection, LLC | Other | Landfill Gas | 3 | 1; 2; 3 | 2.4 | 2.4 | 2.4 | RE | Electric Utility | 12.47 | C | [11 empty] | 2003
56280 | PJM | Hardin County LFGTE | 5580 | East Kentucky Power Coop, Inc | 37.7258 | -85.7258 | 1598 Audubon Trace | Elizabethtown | KY | 42701 | Hardin | SERC | PJM | PJM Interconnection, LLC | Other | Landfill Gas | 3 | 1; 2; 3 | 2.4 | 2.4 | 2.4 | RE | Electric Utility | 12.47 | C | [11 empty] | 2006
56283 | MISO | Hargis-Hebert Electric Generating | 50111 | Lafayette Utilities System | 30.1694 | -91.9923 | 300 Beau Pre Road | Lafayette | LA | 70508 | Lafayette | SERC | MISO | Midcontinent Independent Transmission System Operator, Inc.. | Natural Gas | Natural Gas Fired Combustion Turbine | 2 | U-1; U-2 | 100.8 | 95.1 | 93.6 | RE | Electric Utility | 69 | M | LAFA.HARGIS1; LAFA.HARGIS2 | [10 empty] | 2006
56288 | PJM | Salem Water Plant | 16558 | City of Salem - (VA) | 37.2875 | -80.0771 | 1300 Tidewater Street | Salem | VA | 24153 | Salem City | RFC | PJM | PJM Interconnection, LLC | Petroleum | Petroleum Liquids | 1 | 1 | 2 | 2 | 2 | RE | Commercial Non-CHP | 12.47 | M | [11 empty] | 2003
56289 | PJM | Salem Street Dept | 16558 | City of Salem - (VA) | 37.2794 | -80.0447 | 1300 Indiana Street | Salem | VA | 24153 | Salem City | RFC | PJM | PJM Interconnection, LLC | Petroleum | Petroleum Liquids | 1 | 1 | 1.8 | 2 | 2 | RE | Commercial Non-CHP | 12.47 | M | [11 empty] | 2005
56293 | SPP | Caprock Wind Farm | 50123 | Leeward Asset Management, LLC | 34.9806 | -103.3539 | 1414A State Hwy 469 | San Jon | NM | 88434 | Quay | MRO | SWPP | Southwest Power Pool | Wind | Onshore Wind Turbine | 2 | 1; 2 | 100 | 100 | 100 | NR | IPP Non-CHP | 115 | Q |  | 80 | Vestas | 344.5 | [7 empty] | 2004
56294 | PJM | Bayway Refinery | 50095 | Phillips 66 | 40.6376 | -74.2212 | 1400 Park Avenue | Linden | NJ | 7036 | Union | RFC | PJM | PJM Interconnection, LLC | Other | All Other | 1 | FGX | 11.2 | 11.2 | 11.2 | NR | Industrial Non-CHP | 4.2 | IND | [11 empty] | 1967
56295 | WECC | Kumeyaay Wind | 50123 | Leeward Asset Management, LLC | 32.7056 | -116.3425 | North of I-8, West of Campo Cr | Campo | CA | 91906 | San Diego | WECC | CISO | California Independent System Operator | Wind | Onshore Wind Turbine | 1 | 1 | 50 | 50 | 50 | NR | IPP Non-CHP | 69 | Q |  | 25 | Gamesa | 223 | [7 empty] | 2005
56296 | MISO | Trimont Area Wind Farm | 15399 | Avangrid Power LLC | 43.7938 | -94.8499 | 231 220th Street | Trimont | MN | 56172 | Martin | MRO | MISO | Midcontinent Independent Transmission System Operator, Inc.. | Wind | Onshore Wind Turbine | 1 | 1 | 100.5 | 100.5 | 100.5 | NR | IPP Non-CHP | 345 | Q |  | 67 | GE | 262 | [7 empty] | 2005
56297 | PJM | Crescent Ridge | 50123 | Leeward Asset Management, LLC | 41.25 | -89.5708 | 6250 1475 East St | Tiskilwa | IL | 61368 | Bureau | RFC | PJM | PJM Interconnection, LLC | Wind | Onshore Wind Turbine | 1 | 1 | 53 | 53 | 53 | NR | IPP Non-CHP | 138 | Q |  | 28 | NEG-Micon | 256 | [7 empty] | 2005
56298 | WECC | Roseville Energy Park | 16295 | City of Roseville - (CA) | 38.7928 | -121.3811 | 5120 Phillips Rd | Roseville | CA | 95678 | Placer | WECC | BANC | Balancing Authority of Northern California | Natural Gas | Natural Gas Fired Combined Cycle; Natural Gas Fired Combustion Turbine | 5 | 0001; 0002; 0003; 0004; 0005 | 225 | 212.2 | 229.2 | RE | Electric Utility | 60 | M | [11 empty] | 2007
56299 | PJM | Wind Park Bear Creek | 50123 | Leeward Asset Management, LLC | 41.2353 | -75.7531 | 10 miles SE of Wilkes-Barre PA | Bear Creek | PA | 18702 | Luzerne | RFC | PJM | PJM Interconnection, LLC | Wind | Onshore Wind Turbine | 1 | 1 | 24 | 24 | 24 | NR | IPP Non-CHP | 69 | Q |  | 12 | Gamesa | 256 | [7 empty] | 2006
56300 | PJM | Jersey-Atlantic Wind Farm | 50123 | Leeward Asset Management, LLC | 39.3822 | -74.4475 | 1801 Absecon Blvd. | Atlantic City | NJ | 8401 | Atlantic | RFC | PJM | PJM Interconnection, LLC | Wind | Onshore Wind Turbine | 1 | 1 | 7.5 | 7.5 | 7.5 | NR | IPP Non-CHP | 22.9 | Q |  | 5 | GE | 262 | [7 empty] | 2006
56301 | WECC | Wolverine Creek | 49893 | Invenergy Services LLC | 43.4195 | -111.8294 | 729 Bone Road | Idaho Falls | ID | 83401 | Bonneville | WECC | PACE | PacifiCorp - East | Wind | Onshore Wind Turbine | 1 | 1 | 64.5 | 64.5 | 64.5 | NR | IPP Non-CHP | 161 | Q |  | 43 | GE | 263 | [7 empty] | 2006
56302 | WECC | Oasis Wind | 2770 | Terra-Gen Operating Co-Wind | 35.0609 | -118.2924 | 7021 Oak Creek Road | Mojave | CA | 93501 | Kern | WECC | CISO | California Independent System Operator | Wind | Onshore Wind Turbine | 1 | 1 | 60.3 | 60.3 | 60.3 | NR | IPP Non-CHP | 34.5 | Q |  | 17 | Vestas | 269 | [7 empty] | 2004
56303 | SPP | Elk River Wind | 15399 | Avangrid Power LLC | 37.5797 | -96.5503 | 14980 SE 190th | Beaumont | KS | 67072 | Butler | MRO | SWPP | Southwest Power Pool | Wind | Onshore Wind Turbine | 1 | 1 | 150 | 150 | 150 | NR | IPP Non-CHP | 345 | Q |  | 100 | GE | 262 | [7 empty] | 2005
56304 | SPP | San Juan Mesa Wind Project LLC | 59883 | NRG Energy Gas & Wind Holdings Inc | 33.9716 | -103.8604 | 4388 S. Roosevelt Road 22 | Elida | NM | 88116 | Roosevelt | MRO | SWPP | Southwest Power Pool | Wind | Onshore Wind Turbine | 1 | 1 | 120 | 120 | 120 | NR | IPP Non-CHP | 230 | Q | SWPP | 120 | Mitsubishi | 226 | [7 empty] | 2005
56307 | MISO | Adams Wind Farm | 56769 | Consolidated Edison Development Inc. | 43.5548 | -92.7241 | 12933 660 Ave | Adams | MN | 55909 | Mower | MRO | MISO | Midcontinent Independent Transmission System Operator, Inc.. | Wind | Onshore Wind Turbine | 2 | 1; 2 | 23.3 | 23.3 | 23.3 | NR | IPP Non-CHP | 69 | Q |  | 15 | NEG-Micon | 229.7 | [7 empty] | 2003
56308 | WECC | Fossil Gulch | 60025 | Greenbacker Renewable Energy Corporation | 42.8581 | -114.9494 | Near town of Hagerman | Hagerman | ID | 83332 | Gooding | WECC | IPCO | Idaho Power Company | Wind | Onshore Wind Turbine | 1 | 1 | 10.5 | 10.5 | 10.5 | NR | IPP Non-CHP | 34.5 | Q |  | 7 | GE | 262.4 | [7 empty] | 2005
56309 | MISO | Trigen St. Louis | 50130 | Centerstream STL, LLC | 38.6359 | -90.1809 | One Ashley Place | St Louis | MO | 63102 | St Louis | SERC | MISO | Midcontinent Independent Transmission System Operator, Inc.. | Natural Gas | Natural Gas Fired Combined Cycle; Natural Gas Internal Combustion Engine; Natural Gas Steam Turbine | 6 | CT-1; CT-2; IC-1; ST-3; ST-4; ST-5 | 34.2 | 33.4 | 34.8 | NR | IPP CHP | 138 | Q | AMMO.TRIGCTG1 | [10 empty] | 1999
56312 | WECC | Shute Creek Facility | 6529 | Exxon Mobil Production Co | 41.8805 | -110.0904 | 33 miles northeast of Kemmerer | Kemmerer | WY | 83101 | Lincoln | WECC | PACE | PacifiCorp - East | Natural Gas | Natural Gas Fired Combustion Turbine | 3 | 021A; 021B; 021C | 144 | 102.3 | 106.5 | NR | Industrial CHP | 230 | IND | [11 empty] | 2005
56313 | PJM | Coleman Falls | 50134 | Holcomb Rock Company | 37.5035 | -79.3006 | 6007 Lee Jackson Hwy | Coleman Falls | VA | 24536 | Bedford | RFC | PJM | PJM Interconnection, LLC | Other | Conventional Hydroelectric | 3 | CGH2; CGH3; CHG1 | 1.5 | 1.5 | 1.5 | NR | Industrial Non-CHP | 12 | Q | [11 empty] | 1983
56314 | PJM | Holcomb Rock | 50134 | Holcomb Rock Company | 37.5035 | -79.3006 | 4839 Holcomb Rock Road | Holcomb Rock | VA | 24503 | Lynchburg City | RFC | PJM | PJM Interconnection, LLC | Other | Conventional Hydroelectric | 3 | HG1; HG2; HG3 | 1.8 | 0.6 | 0.6 | NR | Industrial Non-CHP | 12 | Q | [11 empty] | 1920
56317 | WECC | Raft River Geothermal Power Plant | 50147 | US Geothermal Inc. | 42.0994 | -113.3825 | 2960 South 2100 East | Malta | ID | 83342 | Cassia | WECC | BPAT | Bonneville Power Administration | Other | Geothermal | 1 | 1 | 18 | 10 | 12.2 | NR | IPP Non-CHP | 34.5 | Q | [11 empty] | 2008
56319 | WECC | Wygen 2 | 19545 | Black Hills Power, Inc. | 44.2919 | -105.3811 | 20 Wyodak Road | Gillette | WY | 82718 | Campbell | WECC | WACM | Western Area Power Administration - Rocky Mountain Region | Coal | Conventional Steam Coal | 1 | 0001 | 95 | 90 | 91 | RE | Electric Utility | 230 | I | [11 empty] | 2008
56320 | WECC | Spring Canyon | 49893 | Invenergy Services LLC | 40.983 | -102.9647 | 28191 CR 74 | Peetz | CO | 80747 | Logan | WECC | PSCO | Public Service Company of Colorado | Wind | Onshore Wind Turbine | 1 | 1 | 60 | 60 | 60 | NR | IPP Non-CHP | 230 | Q |  | 40 | GE | 263 | [7 empty] | 2006
56321 | WECC | Richard Burdette Geothermal | 34691 | Ormat Nevada Inc | 39.3908 | -119.7546 | 1010 Power Plant Drive | Reno | NV | 89521 | Washoe | WECC | NEVP | Nevada Power Company | Other | Geothermal | 2 | 1; OEC2 | 26 | 20 | 26 | NR | IPP Non-CHP | 120 | Q | [11 empty] | 2005
56322 | WECC | Wild Horse | 15500 | Puget Sound Energy Inc | 47.0363 | -120.2065 | 25901 Vantage Hwy | Ellensburg | WA | 98926 | Kittitas | WECC | PSEI | Puget Sound Energy | Mixed | Onshore Wind Turbine; Solar Photovoltaic | 3 | 1; WH2; WHS1 | 273.1 | 273 | 272.9 | RE | Electric Utility | 230 | I |  | 149 | Vestas | 219.8 | 0.5 | [6 empty] | 2006
56326 | SPP | Mustang Station Unit 4 | 7349 | Golden Spread Electric Cooperative, Inc | 32.9746 | -102.7436 | 1937 County Road 390 | Denver City | TX | 79323 | Yoakum | MRO | SWPP | Southwest Power Pool | Natural Gas | Natural Gas Fired Combustion Turbine | 3 | GEN1; GEN2; GEN3 | 472.1 | 459.3 | 487 | RE | Electric Utility | 230 | C | [11 empty] | 2006
56327 | PJM | Pendleton County LFGTE | 5580 | East Kentucky Power Coop, Inc | 38.7342 | -84.4059 | 1452 Bryan Griffen Road | Butler | KY | 41006 | Pendleton | SERC | PJM | PJM Interconnection, LLC | Other | Landfill Gas | 4 | 1; 2; 3; 4 | 3.2 | 3.2 | 3.2 | RE | Electric Utility | 12.47 | C | [11 empty] | 2007
56328 | SPP | Harry D Mattison Gas Plant | 17698 | Southwestern Electric Power Co | 36.1855 | -94.2841 | Liberty Ave | Tontitown | AR | 72770 | Washington | MRO | SWPP | Southwest Power Pool | Natural Gas | Natural Gas Fired Combustion Turbine | 4 | 1; 2; 3; 4 | 349 | 294 | 336 | RE | Electric Utility | 161 | I | [11 empty] | 2007
56333 | PJM | Gauley River Power Partners | 64079 | Central Rivers Power WV, LLC | 38.2192 | -80.8906 | Rte#2 | Summersville | WV | 26651 | Nicholas | RFC | PJM | PJM Interconnection, LLC | Other | Conventional Hydroelectric | 2 | GEN1; GEN2 | 80 | 80 | 50 | NR | IPP Non-CHP | 69 | Q | [11 empty] | 2001
56335 | SPP | Blue Canyon Windpower II | 54707 | Blue Canyon Windpower II LLC | 34.8661 | -98.6056 | 3109 State Hwy 19 | Carnegie | OK | 73015 | Comanche | MRO | SWPP | Southwest Power Pool | Wind | Onshore Wind Turbine | 1 | EW2 | 151.4 | 151.4 | 151.4 | NR | IPP Non-CHP | 138 | Q |  | 84 | Vestas | 262 | [7 empty] | 2005
56336 | WECC | Aragonne Wind LLC | 50123 | Leeward Asset Management, LLC | 34.8147 | -105.0108 | 1837 Muniz Road | Santa Rosa | NM | 88435 | Guadalupe | WECC | PNM | Public Service Company of New Mexico | Wind | Onshore Wind Turbine | 2 | 1; AREXP | 235 | 235 | 235 | NR | IPP Non-CHP | 345 | Q |  | 86 | GE | 226 | [7 empty] | 2006
56338 | PJM | High Trail Wind Farm LLC | 54709 | High Trail Wind Farm LLC | 40.4792 | -88.7989 | 13682N 2900 East Road | Ellsworth | IL | 61737 | McLean | RFC | PJM | PJM Interconnection, LLC | Wind | Onshore Wind Turbine | 1 | 1 | 210.9 | 210.9 | 210.9 | NR | IPP Non-CHP | 345 | Q |  | 120 | Vestas | 262 | [7 empty] | 2007
56346 | WECC | Bear Valley Power Plant | 17612 | Bear Valley Electric Service | 34.2506 | -116.9025 | 42020 Garstin Dr | Big Bear Lake | CA | 92315 | San Bernardino | WECC | CISO | California Independent System Operator | Natural Gas | Natural Gas Internal Combustion Engine | 7 | ICE1; ICE2; ICE3; ICE4; ICE5; ICE6; ICE7 | 8.4 | 8.4 | 8.4 | RE | Electric Utility | 34.5 | I | [11 empty] | 2005
56347 | MISO | Cedar Ridge | 20856 | Wisconsin Power & Light Co | 43.6926 | -88.3297 | W3473 Highway 45 | Eden | WI | 53019 | Fond Du Lac | MRO | MISO | Midcontinent Independent Transmission System Operator, Inc.. | Wind | Onshore Wind Turbine | 1 | 1 | 67.7 | 67.65 | 67.65 | RE | Electric Utility | 138 | I | ALTE.CEDARDGE | 41 | Vestas | 262 | [7 empty] | 2008
56348 | SPP | Laverne Diesel Generating Plant | 10777 | Town of Laverne - (OK) | 36.7106 | -99.8906 | 102 North County Line Rd N1760 | Laverne | OK | 73848 | Harper | MRO | SWPP | Southwest Power Pool | Petroleum | Petroleum Liquids | 2 | 1; 2 | 4 | 4 | 4 | RE | Electric Utility | 69 | M | [11 empty] | 2006
56351 | SPP | Spearville | 10000 | Evergy Metro | 37.8641 | -99.7528 | 10311 126 RD | Ford | KS | 67876 | Ford | MRO | SWPP | Southwest Power Pool | Wind | Onshore Wind Turbine | 2 | 1; 2 | 148.5 | 148.5 | 148.5 | RE | Electric Utility | 230 | I | KCPLSPEARVILLE | 99 | GE | 265 | [7 empty] | 2006
56355 | MISO | Whispering Willow Wind Farm - East | 9417 | Interstate Power and Light Co | 42.6305 | -93.2064 | 1598 70th Street | Iowa Falls | IA | 50126 | Franklin | MRO | MISO | Midcontinent Independent Transmission System Operator, Inc.. | Wind | Onshore Wind Turbine | 1 | 1 | 199.7 | 199.7 | 199.7 | RE | Electric Utility | 161 | I | ALTW.WHISPERWI | 121 | Vestas | 262 | [7 empty] | 2009
56356 | WECC | Clearwater Power Plant | 16088 | City of Riverside - (CA) | 33.8912 | -117.6085 | 2201 Railroad St. | Corona | CA | 92880 | Riverside | WECC | CISO | California Independent System Operator | Natural Gas | Natural Gas Fired Combined Cycle | 2 | CT1; ST1 | 49 | 28 | 28 | RE | Electric Utility | 66 | M | CORONS_6_CLRWTR-APND | [10 empty] | 2005
56357 | MISO | FPL Energy Burleigh County Wind | 54717 | FPL Energy Burleigh County Wind LLC | 47.1167 | -100.7333 | 5120 279th Ave NE | Wilton | ND | 58579 | Burleigh | MRO | MISO | Midcontinent Independent Transmission System Operator, Inc.. | Wind | Onshore Wind Turbine | 2 | GE; GE15 | 49.5 | 49.5 | 49.5 | NR | IPP Non-CHP | 230 | Q |  | 33 | GE | 262.5 | [7 empty] | 2005
56358 | WECC | Western Renewable Energy | 54690 | Western Renewable Energy LLC | 34.093 | -109.29 | 975 S. Water Canyon Rd. | Eagar | AZ | 85925 | Apache | WECC | AZPS | Arizona Public Service Company | Other | Wood/Wood Waste Biomass | 1 | 1 | 3 | 2.5 | 2.5 | NR | IPP Non-CHP | 13.6 | Q | [11 empty] | 2004
56359 | WECC | Klondike Windpower II | 15399 | Avangrid Power LLC | 45.571 | -120.593 | 98435 Klondike Lane | Wasco | OR | 97065 | Sherman | WECC | AVRN | Avangrid Renewables LLC | Wind | Onshore Wind Turbine | 1 | PH2 | 75 | 81 | 81 | NR | IPP Non-CHP | 230 | Q |  | 50 | GE | 262 | [7 empty] | 2005
56360 | WECC | Leaning Juniper | 14354 | PacifiCorp | 45.6525 | -120.2098 | 72459 Rattlesnake Rd. | Arlington | OR | 97812 | Gilliam | WECC | BPAT | Bonneville Power Administration | Wind | Onshore Wind Turbine | 1 | 1 | 110.4 | 100.5 | 100.5 | RE | Electric Utility | 230 | I |  | 67 | GE | 262 | [7 empty] | 2006
56361 | WECC | Big Horn Wind Project | 15399 | Avangrid Power LLC | 45.8877 | -120.2896 | 300 Big Horn Road | Bickelton | WA | 99322 | Klickitat | WECC | AVRN | Avangrid Renewables LLC | Wind | Onshore Wind Turbine | 1 | 1 | 199 | 199 | 199 | NR | IPP Non-CHP | 230 | Q |  | 133 | GE | 262 | [7 empty] | 2006
56362 | WECC | Shiloh I Wind Project | 15399 | Avangrid Power LLC | 38.12 | -121.85 | 6283 Montezuma Hills road | Rio Vista | CA | 94571 | Solano | WECC | CISO | California Independent System Operator | Wind | Onshore Wind Turbine | 1 | 1 | 150 | 150 | 150 | NR | IPP Non-CHP | 230 | Q |  | 100 | GE | 262 | [7 empty] | 2006
56364 | PJM | Danville Kentuck Road Plant | 4794 | City of Danville - (VA) | 36.6611 | -79.2986 | 1865 Kentuck Road | Ringgold | VA | 24586 | Pittsylvania | RFC | PJM | PJM Interconnection, LLC | Petroleum | Petroleum Liquids | 1 | GEN 1 | 1.8 | 1.2 | 1.2 | RE | Electric Utility | 12.47 | M | [11 empty] | 2005
56367 | PJM | Electric Avenue Facility | 4619 | Town of Culpeper- (VA) | 38.28 | -77.59 | 500 Electric Avenue | Culpeper | VA | 22701 | Culpeper | SERC | PJM | PJM Interconnection, LLC | Petroleum | Petroleum Liquids | 4 | 1; 2; 3; 4 | 6.9 | 6.9 | 6.9 | RE | Electric Utility | 12.47 | M | [11 empty] | 1997
56368 | PJM | Water Treatment Plant Generators | 11560 | City of Manassas - (VA) | 38.7607 | -77.6209 | 14329 Glenkirk Road | Gainesville | VA | 20155 | Prince William | SERC | PJM | PJM Interconnection, LLC | Petroleum | Petroleum Liquids | 1 | WP1 | 1.8 | 1.7 | 1.7 | RE | Electric Utility | 13.2 | M | [11 empty] | 2007
56369 | PJM | Casselman Wind Power Project | 15399 | Avangrid Power LLC | 39.85 | -79.138 | 2200 Rockdale Road | Garrett | PA | 15542 | Somerset | RFC | PJM | PJM Interconnection, LLC | Wind | Onshore Wind Turbine | 1 | 1 | 34.5 | 34.5 | 34.5 | NR | IPP Non-CHP | 115 | Q |  | 23 | GE | 262 | [7 empty] | 2007
56371 | WECC | Cedar Creek Wind | 50123 | Leeward Asset Management, LLC | 40.8944 | -104.0206 | 59550 CR 105 | Grover | CO | 80729 | Weld | WECC | PSCO | Public Service Company of Colorado | Wind | Onshore Wind Turbine | 2 | 1; 2 | 300.5 | 300.5 | 300.5 | NR | IPP Non-CHP | 230 | Q |  | 274 | Mitsubishi | 230 | [7 empty] | 2007
56376 | MISO | Pike County Wind Power | 9209 | Illinois Rural Electric Coop | 39.6189 | -90.8461 | 24920 365th Street | Pittsfield | IL | 62363 | Pike | SERC | MISO | Midcontinent Independent Transmission System Operator, Inc.. | Wind | Onshore Wind Turbine | 1 | WTG1 | 1.7 | 1.7 | 1.7 | RE | Electric Utility | 12.47 | C |  | 1 | Vestas | 235 | [7 empty] | 2005
56377 | WECC | Judith Gap Wind Energy Center | 49893 | Invenergy Services LLC | 46.5725 | -109.7531 | 1030 US Highway 191 N | Harlowton | MT | 59036 | Wheatland | WECC | NWMT | NorthWestern Energy (NWMT) | Wind | Onshore Wind Turbine | 1 | 1 | 135 | 135 | 135 | NR | IPP Non-CHP | 230 | Q |  | 90 | GE | 263 | [7 empty] | 2005
56379 | MISO | Victory Wind Farm | 12341 | MidAmerican Energy Co | 42.1169 | -95.1292 | 1832 Industrial park Rd. | Westside | IA | 51401 | Carroll | MRO | MISO | Midcontinent Independent Transmission System Operator, Inc.. | Wind | Onshore Wind Turbine | 1 | VWF | 105 | 99 | 99 | RE | Electric Utility | 161 | I | MEC.VICTRM_1 | 66 | GE | 263 | [7 empty] | 2006
56380 | SPP | Centennial Wind Farm | 14063 | Oklahoma Gas & Electric Co | 36.6377 | -99.6019 | HWY 183/COUNTRY RD E/W 26 | Fort Supply | OK | 73848 | Harper | MRO | SWPP | Southwest Power Pool | Wind | Onshore Wind Turbine | 1 | WT1 | 120 | 120 | 120 | RE | Electric Utility | 138 | I | OKGECENTWIND | 80 | GE | 264 | [7 empty] | 2006
56383 | MISO | Northern Iowa Windpower II | 15399 | Avangrid Power LLC | 43.3608 | -93.2978 | 1145 410th Street | Kensett | IA | 50448 | Worth | MRO | MISO | Midcontinent Independent Transmission System Operator, Inc.. | Wind | Onshore Wind Turbine | 1 | TOI2 | 80 | 80 | 80 | NR | IPP Non-CHP | 161 | Q |  | 48 | Gamesa | 255 | [7 empty] | 2008
56386 | MISO | Top of Iowa Windfarm III | 11479 | Madison Gas & Electric Co | 43.3597 | -93.3208 | 570 410th St | Kensett | IA | 50448 | Worth | MRO | MISO | Midcontinent Independent Transmission System Operator, Inc.. | Wind | Onshore Wind Turbine | 1 | TOI3 | 29.7 | 29.7 | 29.7 | RE | Electric Utility | 161 | I | ALTW.TOI_MGEO | 18 | Vestas | 262 | [7 empty] | 2008
56391 | MISO | Blue Sky Green Field Wind Project | 20847 | Wisconsin Electric Power Co | 43.8794 | -88.2708 | Highway W and Johnsburg Road | Fond du Lac | WI | 54935 | Fond Du Lac | RFC | MISO | Midcontinent Independent Transmission System Operator, Inc.. | Wind | Onshore Wind Turbine | 1 | 1 | 145.2 | 145.2 | 145.2 | RE | Electric Utility | 345 | I | WEC.BLUSKYGF | 88 | Vestas | 213.2 | [7 empty] | 2008
56392 | MISO | FPL Energy Oliver Wind I LLC | 55696 | FPL Energy Oliver County Wind | 47.1528 | -101.1977 | 1851 33rd Avenue | Center | ND | 58530 | Oliver | MRO | MISO | Midcontinent Independent Transmission System Operator, Inc.. | Wind | Onshore Wind Turbine | 1 | 1 | 50.6 | 50.6 | 50.6 | NR | IPP Non-CHP | 230 | Q |  | 22 | Siemens | 262.4 | [7 empty] | 2006
56397 | PJM | Hunlock Unit 4 | 61319 | Hunlock Energy, LLC | 41.2025 | -76.0683 | 390 Route 11 | Hunlock Creek | PA | 18621 | LUZERNE | RFC | PJM | PJM Interconnection, LLC | Natural Gas | Natural Gas Fired Combustion Turbine | 1 | 4 | 44 | 44.8 | 50.5 | NR | IPP Non-CHP | 66 | Q | [11 empty] | 2000
56404 | SPP | Noble Hill Landfill | 66478 | City of Springfield (MO) | 37.3811 | -93.3514 | 3971 West Farm Road 34 | Willard | MO | 65781 | Greene | MRO | SWPP | Southwest Power Pool | Other | Landfill Gas | 1 | NHLC | 3.2 | 3 | 3 | RE | Electric Utility | 13.2 | M | [11 empty] | 2006
56405 | WECC | Nevada Solar One | 55744 | Acciona Solar Power | 35.7998 | -114.9817 | 602 Eldorado Valley Dr | Boulder City | NV | 89005 | Clark | WECC | NEVP | Nevada Power Company | Solar | Solar Thermal without Energy Storage | 1 | ONE | 75.7 | 68.5 | 40 | NR | IPP Non-CHP | 230 | Q | [5 empty] | Y | [5 empty] | 2007
56406 | WECC | Sierra Pacific Burlington Facility | 17164 | Sierra Pacific Industries | 48.4481 | -122.4331 | 14654 Ovenell Rd | Mt Vernon | WA | 98273 | Skagit | WECC | PSEI | Puget Sound Energy | Other | Wood/Wood Waste Biomass | 1 | GEN1 | 28 | 24.6 | 24.7 | NR | Industrial CHP | 115 | COM | [11 empty] | 2007
56408 | MISO | Agriwind | 65300 | Agriwind Holdings, LLC | 41.3017 | -89.6236 | 10632 1200 East Street | Tiskilwa | IL | 61368 | Bureau | RFC | MISO | Midcontinent Independent Transmission System Operator, Inc.. | Wind | Onshore Wind Turbine | 1 | AWND1 | 8.4 | 8.4 | 8.4 | NR | IPP Non-CHP | 34.5 | Q | AMMO.WVPA | 4 | Suzlon | 262.4 | [7 empty] | 2007
56409 | MISO | Stahl Wind Energy | 65897 | Stahl Wind Energy, LLC (Longroad) | 44.0256 | -96.4303 | 1183 15th Ave | Pipestone | MN | 56164 | Pipestone | MRO | MISO | Midcontinent Independent Transmission System Operator, Inc.. | Wind | Onshore Wind Turbine | 1 | 1 | 1.7 | 1.7 | 1.7 | NR | IPP Non-CHP | 69 | Q |  | 1 | Vestas | 240 | [7 empty] | 2004
56410 | MISO | Carstensen Wind | 65898 | Carstensen Wind, LLC (Longroad) | 44.0247 | -96.4369 | 204 91st Street | Pipestone | MN | 56164 | Pipestone | MRO | MISO | Midcontinent Independent Transmission System Operator, Inc.. | Wind | Onshore Wind Turbine | 1 | 1 | 1.7 | 1.7 | 1.7 | NR | IPP Non-CHP | 69 | Q |  | 1 | Vestas | 240 | [7 empty] | 2004
56411 | MISO | Northern Lights Wind LLC | 65899 | Northern Lights Wind LLC (Longroad) | 44.015 | -96.4367 | 164 121st Street | Pipestone | MN | 56164 | Pipestone | MRO | MISO | Midcontinent Independent Transmission System Operator, Inc.. | Wind | Onshore Wind Turbine | 1 | 1 | 1.7 | 1.7 | 1.7 | NR | IPP Non-CHP | 69 | Q |  | 1 | Vestas | 240 | [7 empty] | 2004
56412 | MISO | Lucky Wind | 65909 | Lucky Wind, LLC (Longroad) | 44.0211 | -96.4406 | 188 121st Street | Pipestone | MN | 56164 | Pipestone | MRO | MISO | Midcontinent Independent Transmission System Operator, Inc.. | Wind | Onshore Wind Turbine | 1 | 1 | 1.7 | 1.7 | 1.7 | NR | IPP Non-CHP | 69 | Q |  | 1 | Vestas | 240 | [7 empty] | 2004
56413 | MISO | Greenback Energy | 65907 | Greenback Energy, LLC (Longroad) | 44.0208 | -96.4331 | 1148 15th Ave | Pipestone | MN | 56164 | Pipestone | MRO | MISO | Midcontinent Independent Transmission System Operator, Inc.. | Wind | Onshore Wind Turbine | 1 | 1 | 1.7 | 1.7 | 1.7 | NR | IPP Non-CHP | 69 | Q |  | 1 | Vestas | 240 | [7 empty] | 2004
56414 | MISO | Redwood Falls Wind | 40580 | Southern Minnesota Mun P Agny | 44.5028 | -95.175 | 31298 Knox Ave (CO. Rd 17) | Redwood Falls | MN | 56383 | Redwood | MRO | MISO | Midcontinent Independent Transmission System Operator, Inc.. | Wind | Onshore Wind Turbine | 2 | WND1; WND2 | 3.4 | 3.4 | 3.4 | RE | Electric Utility | 13.8 | P | NSP.WESTSID1 | 2 | Vestas | 237 | [7 empty] | 2004
56415 | MISO | Fairmont Wind | 40580 | Southern Minnesota Mun P Agny | 43.575 | -94.4467 | 589 Hwy 15 | Fairmont | MN | 56031 | Martin | MRO | MISO | Midcontinent Independent Transmission System Operator, Inc.. | Wind | Onshore Wind Turbine | 4 | WND1; WND2; WND3; WND4 | 5.4 | 5.2 | 5.2 | RE | Electric Utility | 12.47 | P | ALTW.FAIRMONT1 | 4 | NEG-Micon | 237 | [7 empty] | 2003
56416 | MISO | Michigan Wind 1 | 54800 | Michigan Wind 1, LLC | 43.7092 | -82.9633 | 1387 East Atwater Road | Ubly | MI | 48475 | Huron | RFC | MISO | Midcontinent Independent Transmission System Operator, Inc.. | Wind | Onshore Wind Turbine | 1 | 1 | 69 | 69 | 69 | NR | IPP Non-CHP | 120 | Q | DECO.NOBLE1 | 46 | GE | 262.5 | [7 empty] | 2008
56419 | PJM | Beecher Gas Recovery | 60539 | Will County Energy LLC | 41.3811 | -87.6375 | 1055 West Goodenow Rd | Beecher | IL | 60401 | Will | RFC | PJM | PJM Interconnection, LLC | Other | Landfill Gas | 3 | B1; B2; B3 | 3.3 | 3.3 | 3.3 | NR | IPP Non-CHP | 12.47 | Q | [11 empty] | 2006
56420 | PJM | Renick Run Pumping Station 03-04 | 4065 | City of Columbus - (OH) | 39.9294 | -83.012 | 1380 Emig Road | Columbus | OH | 43223 | Franklin | RFC | PJM | PJM Interconnection, LLC | Petroleum | Petroleum Liquids | 2 | 0003; 0004 | 2.8 | 2.2 | 2.2 | RE | Electric Utility | 14.4 | M | [11 empty] | 2006
56421 | PJM | PS ST-8 Engine No 1 | 4065 | City of Columbus - (OH) | 39.9614 | -83.0491 | 1900 W Broad St | Columbus | OH | 43223 | Franklin | RFC | PJM | PJM Interconnection, LLC | Petroleum | Petroleum Liquids | 1 | 0005 | 2 | 1.8 | 1.8 | RE | Commercial Non-CHP | 14.4 | M | [11 empty] | 2008
56422 | PJM | ST-1/1A Engine No 1 | 4065 | City of Columbus - (OH) | 39.95 | -83.0158 | I-70/71 & SR 315 Interchange | Columbus | OH | 43215 | Franklin | RFC | PJM | PJM Interconnection, LLC | Petroleum | Petroleum Liquids | 1 | 0006 | 1.3 | 1.1 | 1.1 | RE | Commercial Non-CHP | 14.4 | M | [11 empty] | 2008
56423 | PJM | Dodge Park Engine No 1 | 4065 | City of Columbus - (OH) | 39.9524 | -83.0144 | 585 Sullivant Avenue | Columbus | OH | 43215 | Franklin | RFC | PJM | PJM Interconnection, LLC | Petroleum | Petroleum Liquids | 1 | 0007 | 2 | 1.8 | 1.8 | RE | Commercial Non-CHP | 14.4 | M | [11 empty] | 2008
56424 | MISO | Mower County Wind Energy Center | 13781 | Northern States Power Co - Minnesota | 43.6141 | -92.5988 | 72506 180th Street | Grand Meadow | MN | 55936 | Mower | MRO | MISO | Midcontinent Independent Transmission System Operator, Inc.. | Wind | Onshore Wind Turbine | 1 | 1 | 98.9 | 91.1 | 91.1 | RE | Electric Utility | 230 | I |  | 43 | Siemens | 262.5 | [7 empty] | 2006
56427 | MISO | Ameresco Janesville | 54813 | AMERESCO Janesville LLC | 42.7083 | -89.0208 | 525 Black Bridge Rd | Janesville | WI | 53545 | Rock | MRO | MISO | Midcontinent Independent Transmission System Operator, Inc.. | Other | Landfill Gas | 3 | Unit1; Unit2; Unit3 | 3 | 3 | 3 | NR | IPP Non-CHP | 12.5 | Q | [11 empty] | 2004
56428 | WECC | Ameresco Santa Cruz Energy | 54814 | AMERESCO Santa Cruz Energy LLC | 36.9178 | -121.8156 | 1231 Buena Vista Road | Watsonville | CA | 95076 | Santa Cruz | WECC | CISO | California Independent System Operator | Other | Landfill Gas | 3 | Unit1; Unit2; Unit3 | 3 | 3 | 3 | NR | IPP Non-CHP | 21 | Q | [11 empty] | 2006
56429 | PJM | Ameresco Delaware South | 54815 | AMERESCO Delaware South | 38.5992 | -75.4342 | 28560 Landfill Lane | Georgetown | DE | 19947 | Sussex | RFC | PJM | PJM Interconnection, LLC | Other | Landfill Gas | 5 | 1; 2; 3; 4; 5 | 5 | 5 | 5 | NR | IPP Non-CHP | 12.5 | Q | [11 empty] | 2006
56430 | PJM | Ameresco Delaware Central | 54816 | AMERESCO Delaware Central | 39.0339 | -75.7233 | 1107 Willow Grove Road | Sandtown | DE | 19943 | Kent | RFC | PJM | PJM Interconnection, LLC | Other | Landfill Gas | 5 | 1C; 2C; 3C; 4C; 5C | 5 | 5 | 5 | NR | IPP Non-CHP | 12.5 | Q | [11 empty] | 2006
56432 | SPP | Wildorado Wind LLC | 64668 | Wildorado Wind, LLC | 35.2919 | -102.3031 | 6798 CO RD 42 | Vega | TX | 79092 | Oldham | MRO | SWPP | Southwest Power Pool | Wind | Onshore Wind Turbine | 1 | 1 | 161 | 161 | 161 | NR | IPP Non-CHP | 230 | Q | SWPP | 70 | Siemens | 262.4 | [7 empty] | 2007
56433 | WECC | Pine Tree Wind Power Project | 11208 | Los Angeles Department of Water & Power | 35.248 | -118.1754 | near Majove Desert | Cantil | CA | 93519 | Kern | WECC | LDWP | Los Angeles Department of Water and Power | Wind | Onshore Wind Turbine | 1 | 1 | 135 | 135 | 135 | RE | Electric Utility | 230 | M | none | 90 | GE | 218 | [7 empty] | 2009
56434 | WECC | Burley Butte Windpark | 56592 | Idaho Wind Partners 1 LLC | 42.4903 | -113.9266 | Section 6 Twp 11S Range 22E | Burley | ID | 83318 | Cassia | WECC | IPCO | Idaho Power Company | Wind | Onshore Wind Turbine | 1 | BBWP | 21.3 | 21.3 | 21.3 | NR | IPP Non-CHP | 34.5 | Q |  | 13 | GE | 262.4 | [7 empty] | 2011
56435 | WECC | Golden Valley Wind Park LLC | 56592 | Idaho Wind Partners 1 LLC | 42.4368 | -113.9255 | 605 S 600 W | Burley | ID | 83318 | Cassia | WECC | IPCO | Idaho Power Company | Wind | Onshore Wind Turbine | 1 | GVWP | 12 | 12 | 12 | NR | IPP Non-CHP | 12.5 | Q |  | 8 | GE | 262.4 | [7 empty] | 2011
56437 | WECC | Milner Dam Wind Park LLC | 56592 | Idaho Wind Partners 1 LLC | 42.4606 | -114.0173 | Section 26 Twp 10S Range 20E | Burley | ID | 83318 | Cassia | WECC | IPCO | Idaho Power Company | Wind | Onshore Wind Turbine | 1 | MDWP | 19.5 | 19.5 | 19.5 | NR | IPP Non-CHP | 34.5 | Q |  | 13 | GE | 262.4 | [7 empty] | 2011
56439 | WECC | Oregon Trail Wind Park | 56592 | Idaho Wind Partners 1 LLC | 42.8406 | -114.9897 | 289 E 5900 N | Hagerman | ID | 83332 | Twin Falls | WECC | IPCO | Idaho Power Company | Wind | Onshore Wind Turbine | 1 | OTWP | 13.5 | 13.5 | 13.5 | NR | IPP Non-CHP | 138 | Q |  | 9 | GE | 262.4 | [7 empty] | 2011
56440 | WECC | Pilgrim Stage Wind Park | 56592 | Idaho Wind Partners 1 LLC | 42.7975 | -114.9986 | Section 31 Twp 7 S Range 12 E | Hagerman | ID | 83332 | Twin Falls | WECC | IPCO | Idaho Power Company | Wind | Onshore Wind Turbine | 1 | PSWP | 10.5 | 10.5 | 10.5 | NR | IPP Non-CHP | 34.5 | Q |  | 7 | GE | 262.4 | [7 empty] | 2011
56441 | WECC | Salmon Falls Wind Park | 56592 | Idaho Wind Partners 1 LLC | 42.6819 | -114.9892 | Section 30 Twp 08S Range 13E | Hagerman | ID | 83332 | Twin Falls | WECC | IPCO | Idaho Power Company | Wind | Onshore Wind Turbine | 1 | SFWP | 21 | 21 | 21 | NR | IPP Non-CHP | 34.5 | Q |  | 14 | GE | 262.4 | [7 empty] | 2011
56442 | WECC | Thousand Springs Wind Park | 56592 | Idaho Wind Partners 1 LLC | 42.8703 | -114.9678 | Section 19 Twp 6 Range 13E | Hagerman | ID | 83332 | Twin Falls | WECC | IPCO | Idaho Power Company | Wind | Onshore Wind Turbine | 1 | TSWP | 12 | 12 | 12 | NR | IPP Non-CHP | 138 | Q |  | 8 | GE | 262.4 | [7 empty] | 2011
56443 | WECC | Tuana Gulch Wind Park | 56592 | Idaho Wind Partners 1 LLC | 42.8369 | -114.9693 | Section 19 Twp 7 Range 12 E | Hagerman | ID | 83332 | Twin Falls | WECC | IPCO | Idaho Power Company | Wind | Onshore Wind Turbine | 1 | TGWP | 10.5 | 10.5 | 10.5 | NR | IPP Non-CHP | 138 | Q |  | 7 | GE | 262.4 | [7 empty] | 2011
56445 | WECC | Spindle Hill Energy Center | 49893 | Invenergy Services LLC | 40.0922 | -104.8878 | 6355 Weld County Rd 19 | Fort Lupton | CO | 80530 | Weld | WECC | PSCO | Public Service Company of Colorado | Natural Gas | Natural Gas Fired Combustion Turbine | 2 | GEN1; GEN2 | 420 | 270 | 310 | NR | IPP Non-CHP | 230 | Q | [11 empty] | 2007
56446 | WECC | Buena Vista Energy LLC | 50123 | Leeward Asset Management, LLC | 37.805 | -121.6672 | 7601 Byron Hot Springs Rd | Byron | CA | 94514 | Contra Costa | WECC | CISO | California Independent System Operator | Wind | Onshore Wind Turbine | 1 | 1 | 38 | 38 | 38 | NR | IPP Non-CHP | 230 | Q |  | 38 | Mitsubishi | 197 | [7 empty] | 2006
56450 | PJM | GSG LLC | 50123 | Leeward Asset Management, LLC | 41.6436 | -89.1731 | 2612 Shady Oaks Road | West Brooklyn | IL | 61378 | Lee | RFC | PJM | PJM Interconnection, LLC | Wind | Onshore Wind Turbine | 1 | 1 | 80 | 80 | 80 | NR | IPP Non-CHP | 34.5 | Q |  | 40 | Gamesa | 256 | [7 empty] | 2007
56451 | PJM | Allegheny Ridge Wind Farm | 50123 | Leeward Asset Management, LLC | 40.3839 | -78.5794 | 1501 Gillespie Ave | Portage | PA | 15946 | Cambria | RFC | PJM | PJM Interconnection, LLC | Wind | Onshore Wind Turbine | 1 | 1 | 80 | 80 | 80 | NR | IPP Non-CHP | 230 | Q |  | 40 | Gamesa | 256 | [7 empty] | 2007
56456 | MISO | Plum Point Energy Station | 58905 | NRG Energy Services - Plum Point | 35.6644 | -89.9489 | 2732A South County Road 623 | Osceola | AR | 72370 | Mississippi | SERC | MISO | Midcontinent Independent Transmission System Operator, Inc.. | Coal | Conventional Steam Coal | 1 | STG1 | 720 | 680 | 680 | NR | IPP Non-CHP | 500 | Q | SME.PLUMPOINT | [10 empty] | 2010
56458 | SPP | Hobbs Generating Station | 54874 | Lea Power Partners LLC | 32.7283 | -103.3094 | 98 N. Twombly Lane | Hobbs | NM | 88240 | Lea | MRO | SWPP | Southwest Power Pool | Natural Gas | Natural Gas Fired Combustion Turbine; Natural Gas Fired Combined Cycle | 4 | CHW-T; GT1; GT2; ST3 | 681.5 | 578.1 | 634 | NR | IPP Non-CHP | 115 | Q | [11 empty] | 2008
56459 | MISO | MinnDakota Wind LLC | 15399 | Avangrid Power LLC | 44.2667 | -96.3444 | 21006 486th Avenue | Ivanhoe | MN | 57026 | Lincoln | MRO | MISO | Midcontinent Independent Transmission System Operator, Inc.. | Wind | Onshore Wind Turbine | 1 | 2 | 150 | 150 | 150 | NR | IPP Non-CHP | 115 | Q |  | 100 | GE | 262 | [7 empty] | 2008
56460 | WECC | Twin Buttes Wind Project | 15399 | Avangrid Power LLC | 37.6735 | -102.8622 | 31965 county Road | Lamar | CO | 81052 | Bent | WECC | PSCO | Public Service Company of Colorado | Wind | Onshore Wind Turbine | 1 | WT1 | 75 | 75 | 75 | NR | IPP Non-CHP | 230 | Q |  | 50 | GE | 262 | [7 empty] | 2007
56461 | WECC | Dry Creek LFG to Energy Project | 54878 | Oregon Environmental Industries LLC | 42.3844 | -122.7718 | 6250 Dry Creek Road | Eagle Point | OR | 97524 | Jackson | WECC | PACW | PacifiCorp - West | Other | Landfill Gas | 2 | DC1; DC2 | 3.2 | 3 | 3 | NR | Commercial Non-CHP | 20.8 | Q | [11 empty] | 2007 | 2026
56462 | PJM | Geneva Generation Facility | 7096 | City of Geneva- (IL) | 41.8911 | -88.2711 | 1717 Averill Road | Geneva | IL | 60134 | Kane | RFC | PJM | PJM Interconnection, LLC | Natural Gas | Natural Gas Internal Combustion Engine | 5 | GEN 1; GEN 2; GEN 3; GEN 4; GEN 5 | 29.5 | 27 | 29 | RE | Electric Utility | 12.47 | M | 33092303 | [10 empty] | 2005
56463 | MISO | Oak Ridge LFGTE | 40211 | Wabash Valley Power Assn, Inc | 40.7213 | -86.3421 | 2905 South 150 East | Logansport | IN | 46947 | Cass | RFC | MISO | Midcontinent Independent Transmission System Operator, Inc.. | Other | Landfill Gas | 4 | 1; 2; 3; 4 | 3.2 | 3.2 | 3.2 | RE | Electric Utility | 12.47 | C | CIN.LOGANOAKR | [10 empty] | 2003
56464 | PJM | Jay County LFGTE | 40211 | Wabash Valley Power Assn, Inc | 40.3797 | -85.0882 | 5825 West 400 South | Portland | IN | 47371 | Jay | RFC | PJM | PJM Interconnection, LLC | Other | Landfill Gas | 4 | 1; 2; 3; 4 | 3.2 | 3.2 | 3.2 | RE | Electric Utility | 12.47 | C | 1248992894 | [10 empty] | 2005
56465 | MISO | Liberty I & II LFGTE | 40211 | Wabash Valley Power Assn, Inc | 40.8856 | -86.7044 | 8635 State Road 16 East | Monticello | IN | 47960 | White | RFC | MISO | Midcontinent Independent Transmission System Operator, Inc.. | Mixed | Natural Gas Internal Combustion Engine; Landfill Gas | 12 | 1; 1-II; 1-III; 2; 2-II; 2-III; 3; 3-II; 3-III; 4; 4-II; 4-III | 12.8 | 12.8 | 12.8 | RE | Electric Utility | 12.47 | C | [11 empty] | 2005
56466 | WECC | Marengo Wind Plant | 14354 | PacifiCorp | 46.3747 | -117.7772 | 336 McGee Rd | Dayton | WA | 99328 | Columbia | WECC | PACW | PacifiCorp - West | Wind | Onshore Wind Turbine | 2 | 1; 2 | 234 | 234 | 234 | RE | Electric Utility | 230 | I |  | 117 | Vestas | 213 | [7 empty] | 2007
56467 | WECC | Russell City Energy Center | 54890 | Russell City Energy Company LLC | 37.6347 | -122.1338 | 3862 Depot Road | Hayward | CA | 94545 | Alameda | WECC | CISO | California Independent System Operator | Natural Gas | Natural Gas Fired Combined Cycle | 3 | CTG1; CTG2; STG1 | 655 | 605 | 632 | NR | IPP Non-CHP | 230 | Q | [11 empty] | 2013
56468 | WECC | Klondike Windpower III | 15399 | Avangrid Power LLC | 45.5836 | -120.5042 | 99436 Klondike Lane | Wasco | OR | 97065 | Sherman | WECC | AVRN | Avangrid Renewables LLC | Wind | Onshore Wind Turbine | 2 | 1; 2 | 297.5 | 297.5 | 297.5 | NR | IPP Non-CHP | 230 | Q |  | 175 | Siemens | 262.4 | [7 empty] | 2007
56469 | WECC | Roseburg Forest Products Biomass | 54894 | Roseburg Forest Products | 41.4356 | -122.3769 | 98 Mill Street | Weed | CA | 96094 | Siskiyou | WECC | PACW | PacifiCorp - West | Other | Wood/Wood Waste Biomass | 1 | 1 | 13.4 | 9 | 9 | NR | Industrial CHP | 13.8 | IND | [11 empty] | 2010
56470 | PJM | Locust Ridge | 15399 | Avangrid Power LLC | 40.855 | -76.1292 | 270 Brandonville Rd | Mahanoy City | PA | 17948 | Schuylkill | RFC | PJM | PJM Interconnection, LLC | Wind | Onshore Wind Turbine | 1 | LRWF | 26 | 26 | 26 | NR | IPP Non-CHP | 69 | Q |  | 13 | Gamesa | 256 | [7 empty] | 2007
56471 | WECC | McGrath Peaker | 17609 | Southern California Edison Co | 34.2056 | -119.2469 | 251 N. Harbor Blvd. | Oxnard | CA | 93035 | Ventura | WECC | CISO | California Independent System Operator | Natural Gas | Natural Gas Fired Combustion Turbine | 1 | 1 | 49.8 | 49 | 49 | RE | Electric Utility | 66 | I | [11 empty] | 2012
56472 | WECC | Grapeland Hybrid | 17609 | Southern California Edison Co | 34.0903 | -117.5343 | 12208 6th Street | Rancho Cucamonga | CA | 91730 | San Bernardino | WECC | CISO | California Independent System Operator | Mixed | Natural Gas Fired Combustion Turbine; Batteries | 2 | 1; BA1 | 59.8 | 56 | 56 | RE | Electric Utility | 66 | I | [7 empty] | 10 | 10 | 10 | LIB | 2007
56473 | WECC | Mira Loma Peaker | 17609 | Southern California Edison Co | 34.0053 | -117.5604 | 13568B S. Milliken Ave. | Ontario | CA | 91761 | San Bernardino | WECC | CISO | California Independent System Operator | Natural Gas | Natural Gas Fired Combustion Turbine | 1 | 1 | 49.8 | 49 | 49 | RE | Electric Utility | 66 | I | [11 empty] | 2007
56474 | WECC | Barre Peaker | 17609 | Southern California Edison Co | 33.8073 | -117.9832 | 10670 Dale Ave. | Stanton | CA | 90680 | Orange | WECC | CISO | California Independent System Operator | Natural Gas | Natural Gas Fired Combustion Turbine | 1 | 1 | 49.8 | 49 | 49 | RE | Electric Utility | 66 | I | [11 empty] | 2007
56475 | WECC | Center Hybrid | 17609 | Southern California Edison Co | 33.9296 | -118.1046 | 10639 Firestone Blvd. | Norwalk | CA | 90650 | Los Angeles | WECC | CISO | California Independent System Operator | Mixed | Natural Gas Fired Combustion Turbine; Batteries | 2 | 1; BA1 | 59.8 | 57 | 57 | RE | Electric Utility | 66 | I | [7 empty] | 10 | 10 | 10 | LIB | 2007
56476 | WECC | Gateway Generating Station | 14328 | Pacific Gas & Electric Co. | 38.0175 | -121.7587 | 3225 Wilbur Avenue | Antioch | CA | 94509 | Contra Costa | WECC | CISO | California Independent System Operator | Natural Gas | Natural Gas Fired Combined Cycle | 3 | A; B; C | 619.7 | 563.4 | 585.8 | RE | Electric Utility | 230 | I | GATWAY_2_PL1X3-APND | [10 empty] | 2009
56478 | SPP | MJMEUC Generating Station #1 | 12670 | Missouri Jnt Muni.Pwr Elec. Ut. Comm. | 39.2511 | -91.6401 | 809 N Pine St | Laddonia | MO | 36652 | Audrain | SERC | SWPP | Southwest Power Pool | Natural Gas | Natural Gas Fired Combustion Turbine | 1 | 0001 | 13.3 | 11.3 | 13 | NR | IPP CHP | 69 | P | MO.AM.LADD.MP | [10 empty] | 2007
56480 | MISO | Marshfield Utilities Gas Plant | 11740 | City of Marshfield - (WI) | 44.6347 | -90.1344 | 2510 E. 34th Street | Marshfield | WI | 54449 | Wood | MRO | MISO | Midcontinent Independent Transmission System Operator, Inc.. | Natural Gas | Natural Gas Fired Combustion Turbine | 1 | M1 | 60.4 | 53.3 | 60.2 | RE | Electric Utility | 115 | M | WPS.MEWD_M1 | [10 empty] | 2011
56481 | WECC | SunE Alamosa | 54902 | SunE Alamosa1 LLC | 37.6903 | -105.8805 | 8900 Lane 8N | Hooper | CO | 81136 | Alamosa | WECC | PSCO | Public Service Company of Colorado | Solar | Solar Photovoltaic | 2 | 1; 2 | 8.2 | 5.54 | 4.32 | NR | IPP Non-CHP | 13.8 | Q |  |  |  |  | 9.2 | N | [5 empty] | 2007
56482 | WECC | Black Mountain Generating Station | 19728 | UNS Electric, Inc | 35.0361 | -114.1594 | 6625 South Yuma Road | Golden Valley | AZ | 86413 | Mohave | WECC | TEPC | Tucson Electric Power Company | Natural Gas | Natural Gas Fired Combustion Turbine | 2 | 1; 2 | 121 | 90 | 90 | RE | Electric Utility | 69 | I | [11 empty] | 2008
56485 | WECC | Biglow Canyon Wind Farm | 15248 | Portland General Electric Co | 45.6537 | -120.6034 | 96900 Herin Lane | Wasco | OR | 97065 | Sherman | WECC | PGE | Portland General Electric Company | Wind | Onshore Wind Turbine | 3 | 1; 2; 3 | 449.7 | 449.7 | 449.7 | RE | Electric Utility | 230 | I | BCW1_2_GNODE1; BCW1_2_GNODE2; BCW1_2_GNODE3 | 217 | Vestas | 260 | [7 empty] | 2007
56487 | WECC | White Creek Wind Farm | 55907 | White Creek Wind 1 LLC | 45.8155 | -120.3419 | 1131 Dot Road | Roosevelt | WA | 99356 | Klickitat | WECC | BPAT | Bonneville Power Administration | Wind | Onshore Wind Turbine | 1 | 1 | 204 | 204 | 204 | NR | IPP Non-CHP | 230 | Q |  | 89 | Siemens | 260 | [7 empty] | 2007
56488 | SPP | Smoky Hills Wind Project Phase I | 55886 | Smoky Hills Wind Farm I LLC | 38.8799 | -98.1602 | 223 North Highway 14 | Lincoln | KS | 67455 | Lincoln | MRO | SWPP | Southwest Power Pool | Wind | Onshore Wind Turbine | 1 | 1 | 100.8 | 100.8 | 100.8 | NR | IPP Non-CHP | 230 | Q |  | 56 | Vestas | 328 | [7 empty] | 2008
56489 | SPP | Elkins Generating Center | 807 | Arkansas Electric Coop Corp | 35.9714 | -94.0014 | 19481 Springston Ford Road | Elkins | AR | 72727 | Washington | SERC | SWPP | Southwest Power Pool | Natural Gas | Natural Gas Fired Combustion Turbine | 3 | A; B; C | 66 | 60 | 60 | RE | Electric Utility | 69 | C | AECC_ELKINS1; AECC_ELKINS2; AECC_ELKINS3 | [10 empty] | 2010
56494 | MISO | Prairie Star Wind Farm | 54904 | High Prairie Wind Farm II LLC | 43.6861 | -92.6272 | 308 4th Ave NE | Grand Meadow | MN | 55936 | Mower | MRO | MISO | Midcontinent Independent Transmission System Operator, Inc.. | Wind | Onshore Wind Turbine | 1 | HP2 | 100.7 | 100.7 | 100.7 | NR | IPP Non-CHP | 161 | Q |  | 61 | Vestas | 265 | [7 empty] | 2007
56495 | PJM | NedPower Mount Storm | 64536 | Clearway Energy Operating LLC | 39.2175 | -79.2094 | 1453 Power Station Hwy | Mount Storm | WV | 26739 | Grant | RFC | PJM | PJM Interconnection, LLC | Wind | Onshore Wind Turbine | 2 | MS1; MS2 | 264 | 264 | 264 | NR | IPP Non-CHP | 500 | Q |  | 132 | Gamesa | 255.9 | [7 empty] | 2008
56496 | WECC | Phillips 66 Billings Refinery | 54916 | Phillips 66 Billings Refinery | 45.7769 | -108.4911 | 401 South 23rd Street | Billings | MT | 59101 | Yellowstone | WECC | NWMT | NorthWestern Energy (NWMT) | Other | Other Gases | 1 | 3701 | 1.6 | 1.5 | 1.5 | NR | Industrial Non-CHP | 100 | IND | [11 empty] | 2007
56497 | SPP | Goodman Energy Center | 12524 | Midwest Energy Inc - (KS) | 38.9303 | -99.3617 | 1713 230th Ave. | Hays | KS | 67601 | Ellis | MRO | SWPP | Southwest Power Pool | Natural Gas | Natural Gas Internal Combustion Engine | 12 | 1; 10; 11; 12; 2; 3; 4; 5; 6; 7; 8; 9 | 103.5 | 101.4 | 101.4 | RE | Electric Utility | 115 | C | WR.MW.GMEC.MW; WR.MW.GMEC2.MW | [10 empty] | 2008
56498 | WECC | Mora Drop Hydroelectric Project | 1932 | Boise-Kuna Irrigation District | 43.46 | -116.4725 | 3100 South McDermett Road | Kuna | ID | 83634 | Ada | WECC | IPCO | Idaho Power Company | Other | Conventional Hydroelectric | 1 | 1 | 1.7 | 0.8 | 0.8 | NR | IPP Non-CHP | 34.5 | P | [11 empty] | 2006
56499 | WECC | Tiber Dam Hydroelectric Plant | 55704 | Tiber Montana LLC | 48.318 | -111.1018 | Tiber Dam | Chester | MT | 59522 | Liberty | WECC | WAUW | Western Area Power Administration UGP West | Other | Conventional Hydroelectric | 1 | HY1 | 7.5 | 7.5 | 7.5 | NR | IPP Non-CHP | 115 | Q | [11 empty] | 2004
56500 | WECC | Western 102 Power Plant | 55710 | Nevada Gold Mines | 39.5603 | -119.5108 | 2555 Waltham Way | McCarran | NV | 89434 | Storey | WECC | NEVP | Nevada Power Company | Mixed | Natural Gas Internal Combustion Engine; Solar Photovoltaic | 15 | A101; B102; B202; C102; C202; D101; E102; E202; F102; F202; G102; G202; H102; H202; PV1 | 118.6 | 117 | 124 | NR | Industrial Non-CHP | 120 | IND |  |  |  |  | 1.3 | [6 empty] | 2005
56501 | MISO | Pomeroy Wind Farm | 12341 | MidAmerican Energy Co | 42.5842 | -94.7467 | 13411 630th St | Fonda | IA | 50540 | Pocahontas | MRO | MISO | Midcontinent Independent Transmission System Operator, Inc.. | Wind | Onshore Wind Turbine | 4 | PWF; PWF2; PWF3; PWF4 | 286.4 | 296.9 | 296.9 | RE | Electric Utility | 161 | I | MEC.POCHNT_1 | 184 | GE | 263 | [7 empty] | 2007
56502 | SPP | Emporia Energy Center | 22500 | Evergy Kansas Central, Inc | 38.4459 | -96.0652 | 1685 Road 200 | Emporia | KS | 66801 | Lyon | MRO | SWPP | Southwest Power Pool | Natural Gas | Natural Gas Fired Combustion Turbine | 7 | 1; 2; 3; 4; 5; 6; 7 | 730.2 | 654 | 745.4 | RE | Electric Utility | 345 | I | WR.EMP.CT1; WR.EMP.CT2; WR.EMP.CT3; WR.EMP.CT4; WR.EMP.CT5; WR.EMP.CT6; WR.EMP.CT7 | [10 empty] | 2008
56503 | MISO | Riley Generating Station | 21158 | City of Zeeland - (MI) | 42.8333 | -86.0053 | 8943 Riley | Zeeland | MI | 49464 | Ottawa | RFC | MISO | Midcontinent Independent Transmission System Operator, Inc.. | Natural Gas | Natural Gas Internal Combustion Engine | 5 | 1; 2; 3; 4; 5 | 10 | 10 | 10.5 | RE | Electric Utility | 12.5 | M | CONS.MPPA | [10 empty] | 2006 | 2050
56504 | MISO | Municipal Power Plant | 21158 | City of Zeeland - (MI) | 42.8129 | -86.0335 | 495 W. Main | Zeeland | MI | 49464 | Ottawa | RFC | MISO | Midcontinent Independent Transmission System Operator, Inc.. | Natural Gas | Natural Gas Internal Combustion Engine | 2 | 1; 2 | 2 | 2 | 2 | RE | Electric Utility | 12.5 | M | CONS.MPPA | [10 empty] | 2002 | 2047
56505 | MISO | Jonesboro City Water & Light Plant | 9879 | City Water and Light Plant | 35.8486 | -90.7254 | 1400 Hanley Drive | Jonesboro | AR | 72403 | Craighead | SERC | MISO | Midcontinent Independent Transmission System Operator, Inc.. | Natural Gas | Natural Gas Fired Combustion Turbine | 5 | SN01; SN02; SN04; SN06; SN07 | 224.3 | 177 | 192 | RE | Electric Utility | 69 | M | EAI.CWL_A; EAI.CWL_B; EAI.CWL_C; EAI.CWL_D; EAI.CWL_E | [10 empty] | 1999
56509 | WECC | Tesoro SLC Cogeneration Plant | 54911 | Tesoro Refng Marketing Co Mntn Region | 40.7931 | -111.9038 | 474 West, 900 North | Salt Lake City | UT | 84103 | Salt Lake | WECC | PACE | PacifiCorp - East | Natural Gas | Natural Gas Fired Combustion Turbine | 2 | 1; 2 | 30.4 | 23 | 25.6 | NR | Industrial CHP | 13.8 | IND | [11 empty] | 2004
56510 | PJM | Frey Farm Landfill | 57249 | NextEra Renewable Fuels, LLC | 39.9589 | -76.4442 | 3049 River Road | Conestoga | PA | 17516 | Lancaster | RFC | PJM | PJM Interconnection, LLC | Other | Landfill Gas | 2 | GEN1; GEN2 | 3.2 | 3.2 | 3.2 | NR | IPP CHP | 12.47 | Q | [11 empty] | 2006
56511 | PJM | Pennsauken Landfill | 57249 | NextEra Renewable Fuels, LLC | 39.9894 | -75.04 | 9600 River Road | Pennsauken | NJ | 8110 | Camden | RFC | PJM | PJM Interconnection, LLC | Other | Landfill Gas | 1 | GEN1 | 0.9 | 0.9 | 0.9 | NR | IPP Non-CHP | 26.4 | Q | 38367933 | [10 empty] | 2004
56512 | PJM | GLRA Landfill | 57249 | NextEra Renewable Fuels, LLC | 40.3664 | -76.4931 | 1610 Russell Road | Lebanon | PA | 17046 | Lebanon | RFC | PJM | PJM Interconnection, LLC | Other | Landfill Gas | 2 | GEN1; GEN2 | 3.2 | 3.2 | 3.2 | NR | IPP Non-CHP | 13.2 | Q | [11 empty] | 2007
56516 | WECC | Plains End II LLC | 15142 | Plains End Operating Services LLC | 39.8586 | -105.2256 | 8950 Highway 93 | Arvada | CO | 80007 | Jefferson | WECC | PSCO | Public Service Company of Colorado | Natural Gas | Natural Gas Internal Combustion Engine | 14 | 2G01; 2G02; 2G03; 2G04; 2G05; 2G06; 2G07; 2G08; 2G09; 2G10; 2G11; 2G12; 2G13; 2G14 | 117.6 | 111.92 | 112.82 | NR | IPP Non-CHP | 230 | Q | [11 empty] | 2008
56517 | MISO | West Diesel Generation Unit | 15180 | City of Pocahontas - (IA) | 42.7303 | -94.6644 | 400 SE Railroad Street | Pocahontas | IA | 50574 | Pocahontas | MRO | MISO | Midcontinent Independent Transmission System Operator, Inc.. | Petroleum | Petroleum Liquids | 2 | East; West | 4 | 3.8 | 3.8 | RE | Electric Utility | 69 | M | [11 empty] | 2006
56519 | PJM | Salem Electric Department | 16558 | City of Salem - (VA) | 37.2894 | -80.07 | 730 West Main St. | Salem | VA | 24153 | Salem City | RFC | PJM | PJM Interconnection, LLC | Petroleum | Petroleum Liquids | 1 | 1 | 1.3 | 1.3 | 1.3 | RE | Electric Utility | 12.47 | M | [11 empty] | 2007
56520 | MISO | Deertrack Park Gas Recovery | 54842 | WM Renewable Energy LLC | 43.09 | -88.7397 | N6756 Waldman Lane | Watertown | WI | 53094 | Jefferson | RFC | MISO | Midcontinent Independent Transmission System Operator, Inc.. | Other | Landfill Gas | 8 | GEN1; GEN2; GEN3; GEN4; GEN5; GEN6; GEN7; GEN8 | 6.4 | 6.4 | 6.4 | NR | IPP Non-CHP | 25 | IND | WE | [10 empty] | 2006
56521 | MISO | Lake Mills Gas Recovery | 54842 | WM Renewable Energy LLC | 43.3864 | -93.5589 | 21265 430th Street | Lake Mills | IA | 50450 | Winnebago | MRO | MISO | Midcontinent Independent Transmission System Operator, Inc.. | Other | Landfill Gas | 5 | GEN1; GEN2; GEN3; GEN4; GEN5 | 4 | 4 | 4 | NR | IPP Non-CHP | 7 | IND | Dairyland Power Coop | [10 empty] | 2006
56523 | MISO | Two Pine Landfill Gas Recovery | 54842 | WM Renewable Energy LLC | 34.8332 | -92.1571 | 100 Two Pine Dr | North Little Rock | AR | 72117 | Pulaski | SERC | MISO | Midcontinent Independent Transmission System Operator, Inc.. | Other | Landfill Gas | 6 | GEN 7; GEN1; GEN2; GEN3; GEN4; GEN5 | 4.8 | 4.8 | 4.8 | NR | IPP Non-CHP | 14 | IND | City of N Little Rock | [10 empty] | 2006
56525 | MISO | Timberline Trail Gas Recovery | 54842 | WM Renewable Energy LLC | 45.4533 | -91.3583 | N4581 Hutchinson Rd | Weyerhaeser | WI | 54895 | Rusk | MRO | MISO | Midcontinent Independent Transmission System Operator, Inc.. | Other | Landfill Gas | 4 | GEN2; GEN3; GEN4; GEN5 | 3.2 | 3.2 | 3.2 | NR | IPP Non-CHP | 12 | IND | Dairyland Power Coop | [10 empty] | 2006
56529 | MISO | Five Oaks Gas Recovery | 54842 | WM Renewable Energy LLC | 39.5678 | -89.3683 | 800 East 1500 North Rd | Taylorville | IL | 62568 | Christian | SERC | MISO | Midcontinent Independent Transmission System Operator, Inc.. | Other | Landfill Gas | 4 | GEN1; GEN2; GEN3; GEN4 | 3.2 | 3.2 | 3.2 | NR | IPP Non-CHP | 69 | IND | AMEREN | [10 empty] | 2008
56530 | WECC | DADS Gas Recovery | 54842 | WM Renewable Energy LLC | 39.6522 | -104.7161 | 3500 South Gun Club Rd | Aurora | CO | 80018 | Arapahoe | WECC | PSCO | Public Service Company of Colorado | Other | Landfill Gas | 4 | GEN1; GEN2; GEN3; GEN4 | 3.2 | 3.2 | 3.2 | NR | IPP Non-CHP | 14 | IND | PSC | [10 empty] | 2008
56531 | PJM | Waste Management Bethel LFGTE | 54842 | WM Renewable Energy LLC | 37.0764 | -76.4444 | 100 North Park Lane | Hampton | VA | 23666 | Hampton City | SERC | PJM | PJM Interconnection, LLC | Other | Landfill Gas | 6 | GEN1; GEN2; GEN3; GEN4; GEN5; GEN6 | 4.8 | 4.8 | 4.8 | NR | IPP Non-CHP | 35 | IND | 53049067 | [10 empty] | 2008
56532 | WECC | Colusa Generating Station | 14328 | Pacific Gas & Electric Co. | 39.3661 | -122.27 | 5025 Delevan Road | Maxwell | CA | 95955 | Colusa | WECC | CISO | California Independent System Operator | Natural Gas | Natural Gas Fired Combined Cycle | 3 | A; B; C | 712.4 | 640 | 668 | RE | Electric Utility | 230 | I | COLUSA_2_PL1X3-APND | [10 empty] | 2010
56540 | WECC | Galena 2 Geothermal Power Plant | 34691 | Ormat Nevada Inc | 39.3732 | -119.7645 | 20590 Wedge Parkway | Reno | NV | 89511 | Washoe | WECC | NEVP | Nevada Power Company | Mixed | Geothermal; Solar Photovoltaic | 2 | GEN1; GLSOL | 16.5 | 12 | 15 | NR | IPP Non-CHP | 120 | Q |  |  |  |  | 3.9 | Y | [5 empty] | 2007
56541 | WECC | Galena 3 Geothermal Power Plant | 34691 | Ormat Nevada Inc | 39.3887 | -119.7489 | 1010 Power Plant Drive | Reno | NV | 89521 | Washoe | WECC | NEVP | Nevada Power Company | Other | Geothermal | 2 | OEC31; OEC32 | 31.6 | 20 | 31.6 | NR | IPP Non-CHP | 120 | Q | [11 empty] | 2018
56543 | MISO | Eastridge Wind Project | 62005 | Eastridge Wind Project | 43.9358 | -95.9222 | 401 Lone Tree Street | Porter | MN | 56280 | Murray | MRO | MISO | Midcontinent Independent Transmission System Operator, Inc.. | Wind | Onshore Wind Turbine | 1 | 1 | 10.4 | 10.4 | 10.4 | NR | IPP Non-CHP | 69 | Q | MISO | 8 | Suzlon | 213 | [7 empty] | 2006
56544 | MISO | Windom Wind Project | 60661 | Midwest Power Partners LLC | 43.9578 | -95.1306 | 50601 365th Street | Bingham Lake | MN | 56118 | Cottonwood | MRO | MISO | Midcontinent Independent Transmission System Operator, Inc.. | Wind | Onshore Wind Turbine | 1 | 1 | 15.6 | 15.6 | 15.6 | NR | IPP Non-CHP | 69 | Q | MISO | 12 | Suzlon | 213 | [7 empty] | 2006
56554 | WECC | Salt Lake Energy Systems | 57249 | NextEra Renewable Fuels, LLC | 40.7461 | -112.0339 | 6030 W. California Avenue | Salt Lake City | UT | 84104 | Salt Lake | WECC | PACE | PacifiCorp - East | Other | Landfill Gas | 3 | Unit1; Unit2; Unit3 | 3.2 | 3.1 | 3.1 | NR | IPP Non-CHP | 13.2 | Q | [11 empty] | 2006
56560 | SPP | Porterhouse Wind (4) LLC | 65983 | UPC Power Solutions | 36.4144 | -101.3864 | 9489 County Rd. H | Gruver | TX | 79040 | Hansford | MRO | SWPP | Southwest Power Pool | Wind | Onshore Wind Turbine | 1 | JDW4 | 79.8 | 79.8 | 79.8 | NR | IPP Non-CHP | 115 | Q | SPS.GGPO.STOCKYARD4 | 38 | Suzlon | 262.4 | [7 empty] | 2008
56561 | SPP | Filet Wind (5) LLC | 65983 | UPC Power Solutions | 36.4453 | -101.8761 | 6700 US Hwy 54 | Stratford | TX | 79084 | Sherman | MRO | SWPP | Southwest Power Pool | Wind | Onshore Wind Turbine | 1 | JDW5 | 10 | 10 | 10 | NR | IPP Non-CHP | 34.5 | Q | SPS.GGPO.STOCKYARD5_6 | 8 | Suzlon | 244.4 | [7 empty] | 2006
56562 | SPP | Tenderloin Wind (6) LLC | 65983 | UPC Power Solutions | 36.4669 | -101.8222 | 15090 FM 119 | Texhoma | TX | 73960 | Sherman | MRO | SWPP | Southwest Power Pool | Wind | Onshore Wind Turbine | 1 | JDW6 | 10 | 10 | 10 | NR | IPP Non-CHP | 34.5 | Q | SPS.GGPO.STOCKYARD5_6 | 8 | Suzlon | 244.4 | [7 empty] | 2007
56563 | WECC | Peetz Table Wind Energy | 55785 | FPL Peetz Table Wind Energy | 40.986 | -103.436 | 9500 County Rd. 78 | Peetz | CO | 80747 | Logan | WECC | PSCO | Public Service Company of Colorado | Wind | Onshore Wind Turbine | 1 | GE | 199.5 | 199.5 | 199.5 | NR | IPP Non-CHP | 230 | Q |  | 133 | GE | 262.5 | [7 empty] | 2007
56564 | SPP | John W Turk Jr Power Plant | 17698 | Southwestern Electric Power Co | 33.6497 | -93.8119 | 3711 Highway 355 S | Fulton | AR | 71838 | Hempstead | MRO | SWPP | Southwest Power Pool | Coal | Conventional Steam Coal | 1 | 1 | 609 | 650 | 650 | RE | Electric Utility | 345 | I | [11 empty] | 2012
56565 | SPP | J Lamar Stall Unit | 17698 | Southwestern Electric Power Co | 32.5195 | -93.7601 | 520 North Allen | Shreveport | LA | 71101 | Caddo | MRO | SWPP | Southwest Power Pool | Natural Gas | Natural Gas Fired Combined Cycle | 3 | 6A; 6B; 6STG | 624 | 511 | 534 | RE | Electric Utility | 345 | I | [11 empty] | 2010
56568 | WECC | Nellis Air Force Base Solar Array | 56203 | Solar Star NAFB LLC | 36.2603 | -115.0544 | North Las Vegas Blvd | Las Vegas | NV | 89191 | Clark | WECC | NEVP | Nevada Power Company | Solar | Solar Photovoltaic | 3 | NS1; NS2; NS3 | 13.2 | 13.2 | 13.2 | NR | Commercial Non-CHP | 12.47 | COM |  |  |  |  | 14 | Y | [5 empty] | 2007
56569 | WECC | Niland Gas Turbine Plant | 9216 | Imperial Irrigation District | 33.2388 | -115.5045 | 402 East Beal Road | Niland | CA | 92257 | Imperial | WECC | IID | Imperial Irrigation District | Natural Gas | Natural Gas Fired Combustion Turbine | 2 | 1; 2 | 121 | 86.4 | 90.9 | RE | Electric Utility | 92 | P | [11 empty] | 2008
56570 | WECC | Terra-Gen VG Wind LLC | 2770 | Terra-Gen Operating Co-Wind | 35.1161 | -118.3789 | 13000 Jameson Road | Tehachapi | CA | 93561 | Kern | WECC | CISO | California Independent System Operator | Wind | Onshore Wind Turbine | 1 | WGNS | 7.4 | 7.4 | 7.4 | NR | IPP Non-CHP | 66.6 | Q |  | 10 | Zond | 180 | [7 empty] | 1984
56571 | PJM | Eastern Landfill Gas LLC | 57249 | NextEra Renewable Fuels, LLC | 39.3897 | -76.392 | Days Cove Road | White Marsh | MD | 21162 | Baltimore | RFC | PJM | PJM Interconnection, LLC | Other | Landfill Gas | 4 | 1; 2; 3; 4 | 4 | 5.2 | 5.2 | NR | IPP Non-CHP | 34.5 | Q | 5021702 | [10 empty] | 2006
56573 | MISO | FPL Energy Oliver Wind II LLC | 54799 | FPL Energy Oliver County Wind II LLC | 47.1528 | -101.1977 | 1851 33rd Ave. SW | Center | ND | 58530 | Oliver | MRO | MISO | Midcontinent Independent Transmission System Operator, Inc.. | Wind | Onshore Wind Turbine | 1 | 2 | 48 | 48 | 48 | NR | IPP Non-CHP | 230 | Q |  | 32 | GE | 262.5 | [7 empty] | 2007
56577 | MISO | Shane's Wind Machine | 55832 | Shane's Wind Machine LLC | 44.1508 | -96.1361 | 1631 211th Street | Ruthton | MN | 56170 | Pipestone | MRO | MISO | Midcontinent Independent Transmission System Operator, Inc.. | Wind | Onshore Wind Turbine | 1 | 1 | 1.3 | 1.3 | 1.3 | NR | IPP Non-CHP | 34.5 | Q |  | 1 | Suzlon | 262.4 | [7 empty] | 2006
56580 | MISO | Blue Breezes LLC | 60661 | Midwest Power Partners LLC | 43.6558 | -94.1536 | 11751 357th Ave. | Blue Earth | MN | 56013 | Faribault | MRO | MISO | Midcontinent Independent Transmission System Operator, Inc.. | Wind | Onshore Wind Turbine | 1 | 1 | 1.3 | 1.3 | 1.3 | NR | IPP Non-CHP | 12.47 | Q |  | 1 | Suzlon | 244.4 | [7 empty] | 2006
56581 | MISO | Blue Breezes II LLC | 60661 | Midwest Power Partners LLC | 43.6558 | -94.1564 | 11751 357th Ave. | Blue Earth | MN | 56013 | Faribault | MRO | MISO | Midcontinent Independent Transmission System Operator, Inc.. | Wind | Onshore Wind Turbine | 1 | 1 | 1.3 | 1.3 | 1.3 | NR | IPP Non-CHP | 12.47 | Q |  | 1 | Suzlon | 244.4 | [7 empty] | 2006
56586 | MISO | Sunset Breeze LLC | 60661 | Midwest Power Partners LLC | 43.5811 | -95.78 | 28431 King Avenue | Rushmore | MN | 56168 | Nobles | MRO | MISO | Midcontinent Independent Transmission System Operator, Inc.. | Wind | Onshore Wind Turbine | 1 | 1 | 1.3 | 1.3 | 1.3 | NR | IPP Non-CHP | 69 | Q |  | 1 | Suzlon | 244.4 | [7 empty] | 2006
56587 | MISO | Minnesota Breeze LLC | 60661 | Midwest Power Partners LLC | 43.5833 | -95.7781 | 28431 King Avenue | Rushmore | MN | 56168 | Nobles | MRO | MISO | Midcontinent Independent Transmission System Operator, Inc.. | Wind | Onshore Wind Turbine | 1 | 1 | 1.3 | 1.3 | 1.3 | NR | IPP Non-CHP | 69 | Q |  | 1 | Suzlon | 244.4 | [7 empty] | 2006
56588 | MISO | G Flow Wind LLC | 60661 | Midwest Power Partners LLC | 43.5861 | -95.7761 | 28431 King Avenue | Rushmore | MN | 56168 | Nobles | MRO | MISO | Midcontinent Independent Transmission System Operator, Inc.. | Wind | Onshore Wind Turbine | 1 | 1 | 1.3 | 1.3 | 1.3 | NR | IPP Non-CHP | 69 | Q |  | 1 | Suzlon | 244.4 | [7 empty] | 2006
56589 | MISO | Wolf Wind Enterprises LLC | 60661 | Midwest Power Partners LLC | 43.5811 | -95.7758 | 28431 King Avenue | Rushmore | MN | 56168 | Nobles | MRO | MISO | Midcontinent Independent Transmission System Operator, Inc.. | Wind | Onshore Wind Turbine | 1 | 1 | 1.3 | 1.3 | 1.3 | NR | IPP Non-CHP | 69 | Q |  | 1 | Suzlon | 244.4 | [7 empty] | 2006
56590 | MISO | Green Acres Breeze LLC | 60661 | Midwest Power Partners LLC | 43.5861 | -95.7803 | 28431 King Avenue | Rushmore | MN | 56168 | Nobles | MRO | MISO | Midcontinent Independent Transmission System Operator, Inc.. | Wind | Onshore Wind Turbine | 1 | 1 | 1.3 | 1.3 | 1.3 | NR | IPP Non-CHP | 69 | Q |  | 1 | Suzlon | 244.4 | [7 empty] | 2006
56591 | WECC | Horseshoe Bend Wind Park | 61185 | Cycle Holdings, LLC | 47.4983 | -111.4392 | 316 McIver Road | Great Falls | MT | 59404 | Cascade | WECC | NWMT | NorthWestern Energy (NWMT) | Wind | Onshore Wind Turbine | 1 | HBWP | 9 | 9.72 | 9.72 | NR | IPP Non-CHP | 34.5 | Q | Horseshu_Lnode | 6 | GE | 262.5 | [7 empty] | 2006
56596 | WECC | Wygen III | 19545 | Black Hills Power, Inc. | 44.2919 | -105.3806 | 20 Wyodak Road | Gillette | WY | 82718 | Campbell | WECC | WACM | Western Area Power Administration - Rocky Mountain Region | Coal | Conventional Steam Coal | 1 | 5 | 116 | 100 | 103 | RE | Electric Utility | 230 | I | [11 empty] | 2010
56597 | MISO | Elm Street Substation Generators | 6205 | City of Farmington - (MO) | 37.7814 | -90.4156 | 400 East Elm Street | Farmington | MO | 63640 | St Francois | SERC | MISO | Midcontinent Independent Transmission System Operator, Inc.. | Petroleum | Petroleum Liquids | 3 | EP01; EP02; EP03 | 6 | 3.9 | 4.5 | RE | Electric Utility | 12.47 | M | [11 empty] | 2002
56598 | MISO | Walton Street Substation | 6205 | City of Farmington - (MO) | 37.7881 | -90.4336 | 654 Walton Street | Farmington | MO | 63640 | St Francois | SERC | MISO | Midcontinent Independent Transmission System Operator, Inc.. | Petroleum | Petroleum Liquids | 1 | EP07 | 2 | 1.3 | 1.5 | RE | Electric Utility | 12.47 | M | [11 empty] | 2003
56600 | MISO | Overall Road Station | 6205 | City of Farmington - (MO) | 37.7608 | -90.4526 | 4092 Overall Road | Farmington | MO | 63640 | St Francois | SERC | MISO | Midcontinent Independent Transmission System Operator, Inc.. | Petroleum | Petroleum Liquids | 4 | EP11; EP12; EP13; EP14 | 8 | 5.2 | 6 | RE | Electric Utility | 12.47 | M | [11 empty] | 2003
56603 | MISO | San Jacinto County Peaking Facility | 39347 | East Texas Electric Coop, Inc | 30.4193 | -95.0118 | 2101 Pelican Road | Shepherd | TX | 77371 | San Jacinto | SERC | MISO | Midcontinent Independent Transmission System Operator, Inc.. | Natural Gas | Natural Gas Fired Combustion Turbine | 2 | SJC1; SJC2 | 170 | 146 | 170 | RE | Electric Utility | 138 | C | ESS.SAN_JC1_CT; ESS.SAN_JC2_CT | [10 empty] | 2001
56604 | MISO | Hardin County Peaking Facility | 55937 | Entergy Texas Inc. | 30.3038 | -94.2526 | 8908 U.S. Highway 69 | Kountze | TX | 77625 | Hardin | SERC | MISO | Midcontinent Independent Transmission System Operator, Inc.. | Natural Gas | Natural Gas Fired Combustion Turbine | 2 | HC1; HC2 | 173 | 141.6 | 176.5 | RE | Electric Utility | 230 | I | ESS.CYPRESS1CT; ESS.CYPRESS2CT | [10 empty] | 2001
56605 | MISO | Langdon Renewables, LLC | 55799 | FPL Energy Langdon Wind LLC | 48.63 | -98.315 | 10810 Hwy LLC | Langdon | ND | 58249 | Cavalier | MRO | MISO | Midcontinent Independent Transmission System Operator, Inc.. | Wind | Onshore Wind Turbine | 1 | GE15 | 118.5 | 118.5 | 118.5 | NR | IPP Non-CHP | 230 | Q |  | 106 | GE | 262.5 | [7 empty] | 2007
56606 | SPP | Culbertson Generation Station | 1307 | Basin Electric Power Coop | 48.21 | -104.3917 | Hwy 16 | Culbertson | MT | 59218 | Roosevelt | MRO | SWPP | Southwest Power Pool | Natural Gas | Natural Gas Fired Combustion Turbine | 1 | 01 | 108.2 | 85 | 95 | RE | Electric Utility | 115 | C | WAUECLBRTSNGUNG2_CT_UNIT_RA | [10 empty] | 2010
56607 | SPP | Prairie Winds ND1 | 1307 | Basin Electric Power Coop | 47.9336 | -101.2692 | Hwy 281 | Minot | ND | 58701 | Ward | MRO | SWPP | Southwest Power Pool | Wind | Onshore Wind Turbine | 1 | ND1 | 115.5 | 115.5 | 115.5 | RE | Electric Utility | 115 | C | WAUENDPRARWFUNPRARIWND_UNIT_RA | 77 | GE | 262.5 | [7 empty] | 2009
56608 | SPP | Prairie Winds SD1 | 1307 | Basin Electric Power Coop | 43.8864 | -98.7875 | Hwy 83 | Crow Lake | SD | 57382 | Jerauld | MRO | SWPP | Southwest Power Pool | Wind | Onshore Wind Turbine | 3 | SD1; SD2; SD3 | 162 | 172 | 172 | RE | Electric Utility | 230 | C | WAUEWESSPRNGUNCROWLAKE_UNIT_RA | 108 | GE | 262.5 | [7 empty] | 2011
56609 | WECC | Dry Fork Station | 1307 | Basin Electric Power Coop | 44.3889 | -105.4608 | Interstate 90 | Gillette | WY | 82732 | Campbell | WECC | WACM | Western Area Power Administration - Rocky Mountain Region | Coal | Conventional Steam Coal | 1 | 01 | 483.7 | 390 | 405 | RE | Electric Utility | 230 | C | [11 empty] | 2011
56610 | SPP | Deer Creek Station | 1307 | Basin Electric Power Coop | 44.3962 | -96.5333 | Hwy 30 | White | SD | 57276 | Brookings | MRO | SWPP | Southwest Power Pool | Natural Gas | Natural Gas Fired Combined Cycle | 2 | 01; 02 | 324 | 295 | 300 | RE | Electric Utility | 345 | C | WAUEDEERCRKUNCT1_UNIT_RA | [10 empty] | 2012
56613 | WECC | Logan Wind Energy | 55862 | Logan Wind Energy LLC | 40.941 | -103.259 | 9500 County Road 78 | Peetz | CO | 80747 | Logan | WECC | PSCO | Public Service Company of Colorado | Wind | Onshore Wind Turbine | 1 | 1 | 201 | 201 | 201 | NR | IPP Non-CHP | 230 | Q |  | 134 | GE | 262.5 | [7 empty] | 2007
56614 | PJM | Old Trail Wind Farm | 55866 | Old Trail Wind Farm LLC | 40.4792 | -88.7989 | 13682N 2900 East Road | Ellsworth | IL | 61737 | McLean | RFC | PJM | PJM Interconnection, LLC | Wind | Onshore Wind Turbine | 1 | 2 | 213.8 | 213.8 | 213.8 | NR | IPP Non-CHP | 345 | Q |  | 120 | Vestas | 262 | [7 empty] | 2007
56616 | WECC | Novo BioPower Plant | 55925 | Novo Biopower LLC | 34.5032 | -110.335 | Highway Spur 277 N | Snowflake | AZ | 85937 | Navajo | WECC | AZPS | Arizona Public Service Company | Other | Wood/Wood Waste Biomass | 1 | G3 | 27.2 | 22.2 | 22.2 | NR | IPP Non-CHP | 69 | Q | [11 empty] | 2008
56617 | MISO | Fenton Wind Farm | 57170 | EDF Renewable Asset Holdings, Inc. | 43.8528 | -96.0183 | 729 21 St. Street | Chandler | MN | 56122 | Murray | MRO | MISO | Midcontinent Independent Transmission System Operator, Inc.. | Wind | Onshore Wind Turbine | 1 | 1 | 205.5 | 205.5 | 205.5 | NR | IPP Non-CHP | 34.5 | Q |  | 137 | GE | 262.4 | [7 empty] | 2007
56621 | SPP | Sleeping Bear LLC | 59883 | NRG Energy Gas & Wind Holdings Inc | 36.6403 | -99.5006 | Route 2 Box 152 | Woodward | OK | 73801 | Harper | MRO | SWPP | Southwest Power Pool | Wind | Onshore Wind Turbine | 1 | 1 | 94.5 | 94.5 | 94.5 | NR | IPP Non-CHP | 138 | Q | SWPP | 45 | Suzlon | 262.4 | [7 empty] | 2007
56622 | PJM | Providence Heights Wind LLC | 15399 | Avangrid Power LLC | 41.2294 | -89.5572 | 8547 Wyanet Walnut Road | Tiskilwa | IL | 61368 | Bureau | RFC | PJM | PJM Interconnection, LLC | Wind | Onshore Wind Turbine | 1 | 1 | 72 | 72 | 72 | NR | IPP Non-CHP | 138 | Q |  | 36 | Gamesa | 256 | [7 empty] | 2008
56623 | WECC | Elkhorn Valley Wind Farm | 55880 | Telocaset Wind Power Partners | 45.0852 | -117.8163 | 53777 OR Highway 237 | Union | OR | 97883 | Union | WECC | IPCO | Idaho Power Company | Wind | Onshore Wind Turbine | 1 | EH1 | 100.7 | 100.7 | 100.7 | NR | IPP Non-CHP | 230 | Q |  | 61 | Vestas | 240 | [7 empty] | 2007
56626 | MISO | Ewington Energy Systems, LLC | 57158 | Ewington Energy Systems, LLC | 43.6181 | -95.4172 | 32804 780th Street | Worthington | MN | 56187 | Jackson | MRO | MISO | Midcontinent Independent Transmission System Operator, Inc.. | Wind | Onshore Wind Turbine | 1 | 1 | 22.5 | 20 | 20 | NR | IPP Non-CHP | 69 | Q | NSP.EWINGTON1 | 9 | GE | 262.4 | [7 empty] | 2008
56630 | MISO | Taconite Ridge 1 Wind Energy Center | 12647 | ALLETE, Inc. | 47.5747 | -92.5917 | Hwy 53 & St Louis Cty Hwy 102 | Mountain Iron | MN | 55768 | St Louis | MRO | MISO | Midcontinent Independent Transmission System Operator, Inc.. | Wind | Onshore Wind Turbine | 1 | 1 | 25 | 25 | 25 | RE | Electric Utility | 115 | I | MP.TACRIDGE1 | 10 | Clipper | 262.4 | [7 empty] | 2008
56635 | MISO | Harvest | 55873 | Harvest Windfarm, LLC | 43.83 | -83.2064 | 250 N Maxwell Road | Elkton | MI | 48731 | Huron | RFC | MISO | Midcontinent Independent Transmission System Operator, Inc.. | Wind | Onshore Wind Turbine | 1 | 1 | 52.8 | 51.2 | 51.2 | NR | IPP Non-CHP | 120 | Q | DECO.HVSTW | 31 | Vestas | 262.4 | [7 empty] | 2008
56636 | WECC | Mountain Home | 55891 | Hot Springs Windfarm, LLC | 43.0272 | -115.4656 | 18645 Old Oregon Trail Road | Mountain Home | ID | 83623 | Elmore | WECC | IPCO | Idaho Power Company | Wind | Onshore Wind Turbine | 1 | 1 | 21 | 21 | 21 | NR | IPP Non-CHP | 138 | Q |  | 10 | Suzlon | 262.4 | [7 empty] | 2008
56637 | WECC | Bennett Creek Windfarm LLC - Mountain Home | 55890 | Bennett Creek Windfarm LLC | 43.0536 | -115.4803 | 9505 SE Donetta Drive | Mountain Home | ID | 83623 | Elmore | WECC | IPCO | Idaho Power Company | Wind | Onshore Wind Turbine | 1 | 1 | 21 | 21 | 21 | NR | IPP Non-CHP | 138 | Q |  | 10 | Suzlon | 262.4 | [7 empty] | 2008
56639 | WECC | Midway Peaking LLC | 59527 | CalPeak Power, LLC | 36.6541 | -120.5797 | 43627 West Panoche Road | Firebaugh | CA | 93622 | Fresno | WECC | CISO | California Independent System Operator | Natural Gas | Natural Gas Fired Combustion Turbine | 2 | 1; 2 | 139.8 | 111.2 | 120 | NR | IPP Non-CHP | 115 | Q | PNCHPP_1_CTG1; PNCHPP_1_CTG2 | [10 empty] | 2009
56640 | PJM | Camp Grove Wind Farm | 55931 | Orion Energy Group LLC | 41.0906 | -89.6398 | 17933 Township Road 800N | Wyoming | IL | 61491 | STARK | RFC | PJM | PJM Interconnection, LLC | Wind | Onshore Wind Turbine | 1 | 1 | 150 | 150 | 150 | NR | IPP Non-CHP | 138 | COM | 81 TOULO138 KV CAMPGCE | 100 | GE | 262 | [7 empty] | 2007
56643 | MISO | St Paul Cogeneration | 55893 | St Paul Cogeneration LLC | 44.9429 | -93.0966 | 125 Shepard Road W | St. Paul | MN | 55102 | Ramsey | MRO | MISO | Midcontinent Independent Transmission System Operator, Inc.. | Other | Wood/Wood Waste Biomass | 1 | 1 | 37 | 33 | 25 | NR | IPP CHP | 115 | Q | NSP.SPGSPG1 | [10 empty] | 2003
56645 | SPP | Osceola Windpower LLC | 55901 | Osceola Windpower LLC | 43.4303 | -95.4167 | 6952 Hwy 9 | Harris | IA | 51345 | Osceola | MRO | SWPP | Southwest Power Pool | Wind | Onshore Wind Turbine | 1 | CL25 | 98.2 | 98.2 | 98.2 | NR | IPP Non-CHP | 230 | Q |  | 40 | Clipper | 262.4 | [7 empty] | 2008
56647 | MISO | Butler Ridge | 56484 | Butler Ridge Wind Energy Center | 43.4003 | -88.4811 | W1724 ILLINOIS ROAD | Mayville | WI | 53050 | Dodge | MRO | MISO | Midcontinent Independent Transmission System Operator, Inc.. | Wind | Onshore Wind Turbine | 1 | 1 | 54 | 54 | 54 | NR | IPP Non-CHP | 138 | Q |  | 36 | GE | 262.5 | [7 empty] | 2009
56648 | SPP | Majestic 1 Wind Farm | 58353 | NextEra Energy Majestic Wind | 35.3919 | -101.53 | 580 FM 1342 | Panhandle | TX | 79068 | Carson | MRO | SWPP | Southwest Power Pool | Wind | Onshore Wind Turbine | 1 | 1 | 79.5 | 79.5 | 79.5 | NR | IPP Non-CHP | 115 | Q |  | 53 | GE | 262.5 | [7 empty] | 2009
56650 | SPP | Wessington Springs | 59102 | Wessington Wind | 44.0025 | -98.5908 | 230th Street & 380th Avenue | Wessington Springs | SD | 57382 | Jerauld | MRO | SWPP | Southwest Power Pool | Wind | Onshore Wind Turbine | 1 | 1 | 51 | 51 | 51 | NR | IPP Non-CHP | 230 | Q |  | 34 | GE | 262.5 | [7 empty] | 2009
56651 | PJM | North Allegheny Windpower Project | 65411 | Duke Energy Renewables Services | 40.4381 | -78.5436 | St. Hwy 53 & US Hwy 22 | Lilly | PA | 15938 | Blair | RFC | PJM | PJM Interconnection, LLC | Wind | Onshore Wind Turbine | 1 | 1 | 75 | 75 | 75 | NR | IPP Non-CHP | 230 | Q |  | 35 | Gamesa | 272 | [7 empty] | 2009
56654 | WECC | Hatchet Ridge Wind Project | 56545 | Pattern Operators LP | 40.8981 | -121.8036 | 19400 Bunch Grass Lookout Rd | Burney | CA | 96013 | Shasta | WECC | CISO | California Independent System Operator | Wind | Onshore Wind Turbine | 1 | 1 | 101.2 | 101.2 | 101.2 | NR | IPP Non-CHP | 230 | Q |  | 44 | Siemens | 262.4 | [7 empty] | 2010
56659 | MISO | Michigan Wind 2 | 56951 | Michigan Wind 2, LLC | 43.6631 | -82.7469 | 1331 Wetzel Rd | Minden City | MI | 48456 | Sanilac | RFC | MISO | Midcontinent Independent Transmission System Operator, Inc.. | Wind | Onshore Wind Turbine | 1 | 1 | 90 | 90 | 90 | NR | IPP Non-CHP | 120 | Q | DECO.EXGNMW2 | 50 | Vestas | 311.7 | [7 empty] | 2011
56665 | SPP | Dempsey Ridge Wind Farm | 55918 | Acciona Wind Energy USA LLC | 35.5298 | -99.8145 | 10302 N 2890 Rd | Cheyenne | OK | 73628 | Roger Mills | MRO | SWPP | Southwest Power Pool | Wind | Onshore Wind Turbine | 1 | DR | 132 | 132 | 132 | NR | IPP Non-CHP | 230 | Q | DEMPSEY_RIDGE_WIND | 66 | Gamesa | 255.9 | [7 empty] | 2012
56666 | WECC | Goodnoe Hills | 14354 | PacifiCorp | 45.7818 | -120.5212 | 1332 Hoctor Road | Goldendale | WA | 98620 | Klickitat | WECC | BPAT | Bonneville Power Administration | Wind | Onshore Wind Turbine | 1 | 1 | 103.4 | 94 | 94 | RE | Electric Utility | 230 | I |  | 47 | Vestas | 285.4 | [7 empty] | 2008
56668 | PJM | NIH Cogeneration Facility | 55917 | National Institutes of Health | 39 | -77.0939 | 9000 Rockville Pike Bldg 11A | Bethesda | MD | 20892 | Montgomery | RFC | PJM | PJM Interconnection, LLC | Natural Gas | Natural Gas Fired Combustion Turbine | 1 | CGT | 28 | 27.6 | 28.4 | NR | Commercial Non-CHP | 13.8 | F | [11 empty] | 2018
56669 | MISO | Tatanka Wind Power LLC | 55918 | Acciona Wind Energy USA LLC | 45.9593 | -98.9463 | 10002 - 359th Avenue SE | Ashley | ND | 58413 | Dickey | MRO | MISO | Midcontinent Independent Transmission System Operator, Inc.. | Wind | Onshore Wind Turbine | 1 | TW1 | 180 | 180 | 180 | NR | IPP Non-CHP | 230 | Q | MDU.TATANKA.1 | 120 | Acciona | 262.4 | [7 empty] | 2008
56670 | MISO | Velva Windfarm LLC | 55918 | Acciona Wind Energy USA LLC | 48.0836 | -100.9215 | 4626 Highway 41, POB 540 | Velva | ND | 58790 | McHenry | MRO | MISO | Midcontinent Independent Transmission System Operator, Inc.. | Wind | Onshore Wind Turbine | 1 | VW1 | 11.9 | 11.9 | 11.9 | NR | IPP Non-CHP | 115 | Q |  | 18 | Vestas | 215 | [7 empty] | 2005
56671 | PJM | Longview Power Plant | 55924 | Longview Power, LLC | 39.7079 | -79.959 | 1375 Fort Martin Road | Maidsville | WV | 26541 | Monongalia | RFC | PJM | PJM Interconnection, LLC | Coal | Conventional Steam Coal | 1 | MKA01 | 807.5 | 710 | 710 | NR | IPP Non-CHP | 500 | Q | 90330101 | [10 empty] | 2011
56677 | MISO | Charles City Wind Farm | 12341 | MidAmerican Energy Co | 43.0003 | -92.62 | 1307 South Main St | Charles City | IA | 50616 | Floyd | MRO | MISO | Midcontinent Independent Transmission System Operator, Inc.. | Wind | Onshore Wind Turbine | 1 | CCWF | 80 | 75 | 75 | RE | Electric Utility | 69 | I | MEC.CHASCS_W | 50 | GE | 263 | [7 empty] | 2008
56679 | MISO | Benton County Wind Farm | 55931 | Orion Energy Group LLC | 40.695 | -87.4886 | 8557W. 600N | Earl Park | IN | 47942 | Benton | RFC | MISO | Midcontinent Independent Transmission System Operator, Inc.. | Wind | Onshore Wind Turbine | 1 | 1 | 130.5 | 130.5 | 130.5 | NR | IPP Non-CHP | 138 | COM | NIPS.BENTONCO | 87 | GE | 262 | [7 empty] | 2008
56680 | PJM | Wicomico | 55938 | Industrial Power Generating Company LLC | 38.3847 | -75.6344 | 6967 Brick Kiln Rd | Salisbury | MD | 21801 | Wicomico | RFC | PJM | PJM Interconnection, LLC | Other | Landfill Gas | 18 | 1; 10; 11; 12; 13; 14; 15; 16; 17; 18; 2; 3; 4; 5; 6; 7; 8; 9 | 5.4 | 5.4 | 5.4 | NR | IPP Non-CHP | 25 | Q | 45565913 | [10 empty] | 2007
56681 | PJM | Amelia | 55938 | Industrial Power Generating Company LLC | 37.3097 | -78.0589 | 20221 Maplewood Rd | Jetersville | VA | 23083 | Amelia | SERC | PJM | PJM Interconnection, LLC | Other | Landfill Gas | 48 | 1; 10; 11; 12; 13; 14; 15; 16; 17; 18; 19; 2; 20; 21; 22; 23; 24; 25; 26; 27; 28; 29; 3; 30; 31; 32; 33; 34; 35; 36; 37; 38; 39; 4; 40; 41; 42; 43; 44; 45; 46; 47; 48; 5; 6; 7; 8; 9 | 14.4 | 14.4 | 14.4 | NR | IPP Non-CHP | 34.5 | Q | 36181305 | [10 empty] | 2001
56682 | PJM | Brunswick Landfill Gas | 55938 | Industrial Power Generating Company LLC | 36.7639 | -77.8108 | 107 Mallard Crossing Rd | Lawrenceville | VA | 23868 | Brunswick | SERC | PJM | PJM Interconnection, LLC | Other | Landfill Gas | 35 | 10; 11; 12; 13; 14; 15; 16; 17; 18; 19; 2; 20; 21; 22; 23; 24; 25; 26; 27; 28; 29; 3; 30; 31; 32; 33; 34; 35; 36; 4; 5; 6; 7; 8; 9 | 10.5 | 10.5 | 10.5 | NR | IPP Non-CHP | 34.5 | Q | 57967665 | [10 empty] | 2007
56683 | PJM | Charles City | 55938 | Industrial Power Generating Company LLC | 37.4389 | -77.1286 | 7960 Chambers Rd | Providence Forge | VA | 23030 | Charles City | SERC | PJM | PJM Interconnection, LLC | Other | Landfill Gas | 48 | 1; 10; 11; 12; 13; 14; 15; 16; 17; 18; 19; 2; 20; 21; 22; 23; 24; 25; 26; 27; 28; 29; 3; 30; 31; 32; 33; 34; 35; 36; 37; 38; 39; 4; 40; 41; 42; 43; 44; 45; 46; 47; 48; 5; 6; 7; 8; 9 | 14.4 | 14.4 | 14.4 | NR | IPP Non-CHP | 34.5 | Q | 36181313 | [10 empty] | 2003
56684 | PJM | Chesterfield Landfill Gas | 55938 | Industrial Power Generating Company LLC | 37.3517 | -77.4969 | 11740 Lewis Rd | Chester | VA | 23831 | Chesterfield | SERC | PJM | PJM Interconnection, LLC | Petroleum | Petroleum Liquids | 48 | 1; 10; 11; 12; 13; 14; 15; 16; 17; 18; 19; 2; 20; 21; 22; 23; 24; 25; 26; 27; 28; 29; 3; 30; 31; 32; 33; 34; 35; 36; 37; 38; 39; 4; 40; 41; 42; 43; 44; 45; 46; 47; 48; 5; 6; 7; 8; 9 | 14.4 | 14.4 | 14.4 | NR | IPP Non-CHP | 34.5 | Q | 36181301 | [10 empty] | 2004
56686 | PJM | King & Queen | 55938 | Industrial Power Generating Company LLC | 37.6711 | -76.76 | 4445 Iris Rd | Little Plymouth | VA | 23091 | King and Queen | SERC | PJM | PJM Interconnection, LLC | Other | Landfill Gas | 36 | 1; 10; 11; 12; 13; 14; 15; 16; 17; 18; 19; 2; 20; 21; 22; 23; 24; 25; 26; 27; 28; 29; 3; 30; 31; 32; 33; 34; 35; 36; 4; 5; 6; 7; 8; 9 | 10.8 | 10.8 | 10.8 | NR | IPP Non-CHP | 34.5 | Q | 61482315 | [10 empty] | 2008
56687 | PJM | Mountain View | 55938 | Industrial Power Generating Company LLC | 39.8014 | -77.7883 | 5074 Buchanan Trail West | Greencastle | PA | 17225 | Franklin | RFC | PJM | PJM Interconnection, LLC | Other | Landfill Gas | 48 | 1; 10; 11; 12; 13; 14; 15; 16; 17; 18; 19; 2; 20; 21; 22; 23; 24; 25; 26; 27; 28; 29; 3; 30; 31; 32; 33; 34; 35; 36; 37; 38; 39; 4; 40; 41; 42; 43; 44; 45; 46; 47; 48; 5; 6; 7; 8; 9 | 14.4 | 14.4 | 14.4 | NR | IPP Non-CHP | 34.5 | Q | 21601804 | [10 empty] | 2003
56690 | PJM | Pine Grove | 55938 | Industrial Power Generating Company LLC | 40.5553 | -76.3886 | 1 Penn Dye St | Pine Grove | PA | 17963 | Schuylkill | RFC | PJM | PJM Interconnection, LLC | Other | Landfill Gas | 18 | 1; 10; 11; 12; 13; 14; 15; 16; 17; 18; 2; 3; 4; 5; 6; 7; 8; 9 | 5.4 | 5.4 | 5.4 | NR | IPP Non-CHP | 69 | Q | 51520089 | [10 empty] | 2008
56694 | WECC | Russell D Smith | 55939 | Columbia Basin Hydropower | 46.7392 | -119.1122 | 7 mi S of Othello on Hwy 17 | Othello | WA | 99344 | Adams | WECC | BPAT | Bonneville Power Administration | Other | Conventional Hydroelectric | 1 | 1 | 6.1 | 6.1 | 0 | RE | Electric Utility | 34.5 | M | [11 empty] | 1982
56695 | WECC | Summer Falls Power Plant | 55939 | Columbia Basin Hydropower | 47.5025 | -119.2917 | 29313 Pinto Ridge Road NE | Coulee City | WA | 99115 | Grant | WECC | AVA | Avista Corporation | Other | Conventional Hydroelectric | 2 | 1; 2 | 92 | 92 | 0 | RE | Electric Utility | 115 | M | [11 empty] | 1985
56696 | WECC | Eltopia Branch Canal 4.6 | 55939 | Columbia Basin Hydropower | 46.3784 | -119.2545 | 2481 Hooper Road | Pasco | WA | 99301 | Franklin | WECC | BPAT | Bonneville Power Administration | Other | Conventional Hydroelectric | 1 | 1 | 2.2 | 2.2 | 0 | RE | Electric Utility | 13.8 | M | [11 empty] | 1983
56697 | WECC | Potholes East Canal 66.0 | 55939 | Columbia Basin Hydropower | 46.3785 | -119.2544 | 9440 Sagemoor Road | Pasco | WA | 99301 | Franklin | WECC | BPAT | Bonneville Power Administration | Other | Conventional Hydroelectric | 1 | 1 | 2.3 | 2.3 | 0 | RE | Electric Utility | 13.8 | M | [11 empty] | 1985
56698 | WECC | Main Canal Headworks | 55939 | Columbia Basin Hydropower | 47.6164 | -119.2992 | Below east end Dry Falls Dam | Coulee City | WA | 99115 | Grant | WECC | AVA | Avista Corporation | Other | Conventional Hydroelectric | 1 | 1 | 26.8 | 26.8 | 0 | RE | Electric Utility | 115 | M | [11 empty] | 1987
56699 | PJM | Forward Windpower LLC | 64632 | Forward Windpower, LLC | 40.0853 | -78.8633 | 3202 Ridge Road | Berlin | PA | 15501 | Somerset | RFC | PJM | PJM Interconnection, LLC | Wind | Onshore Wind Turbine | 1 | 1 | 29.4 | 29.4 | 29.4 | NR | IPP Non-CHP | 38.5 | Q | PJM | 14 | Suzlon | 262.4 | [7 empty] | 2008
56700 | PJM | Lookout Windpower LLC | 64650 | Lookout Windpower, LLC | 39.8794 | -78.9183 | 115 Townhill Road | Berlin | PA | 15530 | Somerset | RFC | PJM | PJM Interconnection, LLC | Wind | Onshore Wind Turbine | 1 | 1 | 37.8 | 37.8 | 37.8 | NR | IPP Non-CHP | 38.5 | Q | PJM | 18 | Suzlon | 262.4 | [7 empty] | 2008
56701 | PJM | Haworth Water Treatment Plant | 57249 | NextEra Renewable Fuels, LLC | 40.9593 | -74.0151 | 200 Lakeshore Drive | Haworth | NJ | 7641 | Bergen | RFC | PJM | PJM Interconnection, LLC | Mixed | Natural Gas Internal Combustion Engine; Petroleum Liquids | 6 | GEN1; GEN2; GEN3; GEN4; GEN5; GEN6 | 16 | 15.8 | 15.8 | NR | IPP Non-CHP | 26.4 | Q | [11 empty] | 2004
56702 | WECC | Tuolumne Wind Project | 19281 | Turlock Irrigation District | 45.8797 | -120.8072 | S-14 and Hwy 97 | Goldendale | WA | 98620 | Klickitat | WECC | BPAT | Bonneville Power Administration | Wind | Onshore Wind Turbine | 1 | WPT1 | 136.3 | 136.3 | 136.3 | RE | Electric Utility | 230 | P | TIDS-MALIN_5_N101-MALIN500 | 62 | Siemens | 262.4 | [7 empty] | 2009
56706 | WECC | Ampersand Chowchilla Biomass LLC | 55953 | Ampersand Chowchilla Biomass LLC | 37.1067 | -120.2485 | 16457 Avenue 24 1/2 | Chowchilla | CA | 93610 | Madera | WECC | CISO | California Independent System Operator | Other | Wood/Wood Waste Biomass | 1 | AMPC | 12.5 | 10.5 | 10.5 | NR | IPP Non-CHP | 120 | Q | NP15 | [10 empty] | 2008
56707 | WECC | El Nido Facility | 55952 | Merced Power LLC | 37.1867 | -120.4903 | 30 W Sandy Mush Rd | El Nido | CA | 95340 | Merced | WECC | CISO | California Independent System Operator | Other | Wood/Wood Waste Biomass | 1 | AMPC | 12.5 | 10.5 | 10.5 | NR | IPP Non-CHP | 17.5 | Q | NP15 | [10 empty] | 2008
56750 | MISO | Jeffers Wind 20 LLC | 13781 | Northern States Power Co - Minnesota | 44.0578 | -95.2525 | 308 S County Road | Jeffers | MN | 56145 | Cottonwood | MRO | MISO | Midcontinent Independent Transmission System Operator, Inc.. | Wind | Onshore Wind Turbine | 1 | 1 | 50 | 43.1 | 43.1 | RE | Electric Utility | 69 | I | MISO | 20 | Clipper | 262.4 | [7 empty] | 2008
56751 | WECC | Spanish Fork Wind Park 2 LLC | 64661 | Spanish Fork Wind Park 2, LLC | 40.0714 | -111.5822 | 2876 Gomex Rd | Spanish Fork | UT | 84660 | Utah | WECC | PACE | PacifiCorp - East | Wind | Onshore Wind Turbine | 1 | 1 | 18.9 | 18.9 | 18.9 | NR | IPP Non-CHP | 46 | Q | WECC | 9 | Suzlon | 262.4 | [7 empty] | 2008
56752 | WECC | Mountain Wind Power LLC | 64651 | Mountain Wind Power LLC | 41.2881 | -110.4807 | 1748 CR 202 | Fort Bridger | WY | 82933 | Uinta | WECC | PACE | PacifiCorp - East | Wind | Onshore Wind Turbine | 1 | 1 | 61 | 61 | 61 | NR | IPP Non-CHP | 138 | Q | WECC | 29 | Suzlon | 262.4 | [7 empty] | 2008
56753 | WECC | Mountain Wind Power II LLC | 64652 | Mountain Wind Power II LLC | 41.2639 | -110.5444 | 1749 CR 202 | Fort Bridger | WY | 82933 | Uinta | WECC | PACE | PacifiCorp - East | Wind | Onshore Wind Turbine | 1 | 1 | 80 | 80 | 80 | NR | IPP Non-CHP | 138 | Q | WECC | 38 | Suzlon | 262.4 | [7 empty] | 2008
56755 | MISO | Odin Wind Farm LLC | 66952 | Aspenall Energies (Delaware), LLC | 43.8953 | -94.9142 | 56813 County Road 44 | Mountainlake | MN | 56159 | Cottonwood | MRO | MISO | Midcontinent Independent Transmission System Operator, Inc.. | Wind | Onshore Wind Turbine | 1 | 1 | 20 | 20 | 20 | NR | IPP Non-CHP | 69 | Q | MISO | 10 | Suzlon | 262.4 | [7 empty] | 2008
56764 | MISO | Winnebago Wind Power Project | 15399 | Avangrid Power LLC | 43.315 | -93.77 | 11995 380th Street | Forest City | IA | 50436 | Winnebago | MRO | MISO | Midcontinent Independent Transmission System Operator, Inc.. | Wind | Onshore Wind Turbine | 1 | 1 | 20 | 20 | 20 | NR | IPP Non-CHP | 69 | Q |  | 10 | Gamesa | 262 | [7 empty] | 2008
56765 | MISO | Barton Windpower LLC | 15399 | Avangrid Power LLC | 43.393 | -93.091 | 970 410th St | Kensett | IA | 50448 | Worth | MRO | MISO | Midcontinent Independent Transmission System Operator, Inc.. | Wind | Onshore Wind Turbine | 2 | 1; 2 | 158 | 158 | 158 | NR | IPP Non-CHP | 161 | Q |  | 79 | Gamesa | 256 | [7 empty] | 2009
56767 | MISO | Farmers City Wind LLC | 15399 | Avangrid Power LLC | 40.575 | -95.5228 | 13987 U.S. Highway 59 | Tarkio | MO | 64491 | Atchison | SERC | MISO | Midcontinent Independent Transmission System Operator, Inc.. | Wind | Onshore Wind Turbine | 1 | 1 | 146 | 146 | 146 | NR | IPP Non-CHP | 345 | Q |  | 73 | Gamesa | 256 | [7 empty] | 2009
56768 | WECC | CalRenew-1 | 55961 | CalRenew-1 LLC | 36.7575 | -120.3658 | 450 Belmont Avenue | Mendota | CA | 93640 | Fresno | WECC | CISO | California Independent System Operator | Solar | Solar Photovoltaic | 1 | CR1 | 5 | 5 | 1.5 | NR | IPP Non-CHP | 70 | Q |  |  |  |  | 6.3 | [6 empty] | 2010
56770 | PJM | Locust Ridge II LLC | 15399 | Avangrid Power LLC | 40.8411 | -76.1547 | 711 Raven Run Road | Shenandoah | PA | 17976 | Schuylkill | RFC | PJM | PJM Interconnection, LLC | Wind | Onshore Wind Turbine | 1 | 1 | 102 | 102 | 102 | NR | IPP Non-CHP | 69 | Q |  | 51 | Gamesa | 256 | [7 empty] | 2009
56777 | PJM | Fowler Ridge Wind Farm LLC | 55963 | AE Power Services LLC | 40.5839 | -87.3336 | 91S 100 East | Fowler | IN | 47944 | Benton | RFC | PJM | PJM Interconnection, LLC | Wind | Onshore Wind Turbine | 5 | FIA; FIB; FIC; FII; FIII | 588.3 | 588.3 | 588.3 | NR | IPP Non-CHP | 345 | Q |  | 355 | Vestas | 262.4 | [7 empty] | 2009
56781 | WECC | Evergreen BioPower LLC | 55968 | Evergreen BioPower LLC | 44.7708 | -122.612 | 141 14th St | Lyons | OR | 97358 | Linn | WECC | PACW | PacifiCorp - West | Other | Wood/Wood Waste Biomass | 1 | 1 | 21 | 10 | 10 | NR | Industrial CHP | 69 | Q | EVERGBIO_NODEO | [10 empty] | 2007
56782 | MISO | Diamond Willow Wind Facility | 12199 | Montana-Dakota Utilities Co | 46.2753 | -104.1836 | HWY 12 | Baker | MT | 59313 | Fallon | MRO | MISO | Midcontinent Independent Transmission System Operator, Inc.. | Wind | Onshore Wind Turbine | 1 | DIAW | 30 | 30 | 30 | RE | Electric Utility | 57 | I | MDU.DIAMNDWILW | 20 | GE | 262.5 | [7 empty] | 2007
56784 | SPP | Cloud County Wind Farm | 55990 | Cloud County Windfarm, LLC | 39.4375 | -97.6644 | 1409 Iron Road | Concordia | KS | 66901 | Cloud | MRO | SWPP | Southwest Power Pool | Wind | Onshore Wind Turbine | 2 | 1; 2 | 201 | 201 | 201 | NR | IPP Non-CHP | 230 | Q |  | 67 | Vestas | 262 | [7 empty] | 2008
56785 | PJM | Virginia Tech Power Plant | 55988 | Virginia Polytechnic Inst and State Unv | 37.2319 | -80.4211 | Barger Street | Blacksburg | VA | 24061 | Montgomery | RFC | PJM | PJM Interconnection, LLC | Natural Gas | Natural Gas Steam Turbine | 1 | WG01 | 6.3 | 2.5 | 6.3 | NR | Commercial CHP | 12.5 | S | [11 empty] | 1976
56786 | MISO | Spiritwood Station | 7570 | Great River Energy | 46.9264 | -98.4997 | 3366 93rd Ave SE, P.O. Box 8 | Spiritwood | ND | 58481 | Stutsman | MRO | MISO | Midcontinent Independent Transmission System Operator, Inc.. | Natural Gas | Natural Gas Steam Turbine | 1 | 1 | 106.2 | 96.9 | 96.9 | RE | Electric Utility | 115 | C | OTP.GRE.SPRTWD | [10 empty] | 2014
56787 | MISO | Geismar Cogen | 327 | Air Liquide Large Industries U S LP | 30.209 | -90.9921 | 36597 Hwy 30 | Geismar | LA | 70734 | Ascension | SERC | MISO | Midcontinent Independent Transmission System Operator, Inc.. | Natural Gas | Natural Gas Fired Combustion Turbine | 1 | GTG | 83.9 | 72.5 | 71.3 | NR | Industrial CHP | 138 | IND | [11 empty] | 2000 | 2030
56789 | WECC | Pebble Springs Wind LLC | 15399 | Avangrid Power LLC | 45.7119 | -120.125 | 74623 Rhea Road | Wasco | OR | 97812 | Gilliam | WECC | AVRN | Avangrid Renewables LLC | Wind | Onshore Wind Turbine | 1 | 1 | 98.7 | 98.7 | 98.7 | NR | IPP Non-CHP | 230 | Q |  | 47 | Suzlon | 259 | [7 empty] | 2009
56790 | WECC | Hay Canyon Wind Power LLC | 15399 | Avangrid Power LLC | 45.52 | -120.5744 | 98100 Baseline Lane | Wasco | OR | 97065 | Sherman | WECC | AVRN | Avangrid Renewables LLC | Wind | Onshore Wind Turbine | 1 | 1 | 100.8 | 100.8 | 100.8 | NR | IPP Non-CHP | 345 | Q |  | 48 | Suzlon | 259 | [7 empty] | 2009
56791 | WECC | Dillon Wind LLC | 15399 | Avangrid Power LLC | 33.9393 | -116.5527 | 19020 North Indian Ave Ste 7-C | North Palm Springs | CA | 92258 | Riverside | WECC | CISO | California Independent System Operator | Wind | Onshore Wind Turbine | 1 | 1 | 45 | 45 | 45 | NR | IPP Non-CHP | 115 | Q |  | 45 | Mitsubishi | 226 | [7 empty] | 2008
56792 | MISO | Buffalo Ridge I LLC | 15399 | Avangrid Power LLC | 44.4328 | -96.4779 | 21006 486th Avenue | Elkton | SD | 57026 | Brookings | MRO | MISO | Midcontinent Independent Transmission System Operator, Inc.. | Wind | Onshore Wind Turbine | 1 | 1 | 50.4 | 50.4 | 50.4 | NR | IPP Non-CHP | 115 | Q |  | 24 | Suzlon | 259 | [7 empty] | 2009
56793 | MISO | Elm Creek Wind LLC | 15399 | Avangrid Power LLC | 43.7542 | -94.9497 | 231 220th Street | Trimont | MN | 56176 | Jackson | MRO | MISO | Midcontinent Independent Transmission System Operator, Inc.. | Wind | Onshore Wind Turbine | 1 | 1 | 99 | 99 | 99 | NR | IPP Non-CHP | 34.5 | Q |  | 66 | GE | 262 | [7 empty] | 2008
56794 | MISO | Moraine II Wind LLC | 15399 | Avangrid Power LLC | 44.1238 | -96.0784 | 4 151st Street | Woodstock | MN | 56186 | Pipestone | MRO | MISO | Midcontinent Independent Transmission System Operator, Inc.. | Wind | Onshore Wind Turbine | 1 | 1 | 49.5 | 49.5 | 49.5 | NR | IPP Non-CHP | 115 | Q |  | 33 | GE | 262 | [7 empty] | 2009
56796 | PJM | South Chestnut LLC | 15399 | Avangrid Power LLC | 39.7513 | -79.7271 | 1745 Skyline Drive | Farmington | PA | 15437 | Fayette | RFC | PJM | PJM Interconnection, LLC | Wind | Onshore Wind Turbine | 1 | 1 | 50.4 | 50.4 | 50.4 | NR | IPP Non-CHP | 138 | Q |  | 23 | Gamesa | 256 | [7 empty] | 2012
56797 | MISO | Pioneer Prairie Wind Farm | 55992 | Pioneer Prairie Wind Farm I, LLC | 43.4839 | -92.6131 | 4968 Valley Ave | McIntire | IA | 50455 | Mitchell | MRO | MISO | Midcontinent Independent Transmission System Operator, Inc.. | Wind | Onshore Wind Turbine | 1 | 1 | 300 | 300 | 300 | NR | IPP Non-CHP | 345 | Q |  | 182 | Vestas | 265 | [7 empty] | 2008
56803 | WECC | Panoche Energy Center | 56019 | Panoche Energy Center, LLC | 36.6514 | -120.5833 | 43883 West Panoche Road | Firebaugh | CA | 93662 | Fresno | WECC | CISO | California Independent System Operator | Natural Gas | Natural Gas Fired Combustion Turbine | 4 | 1; 2; 3; 4 | 432 | 388 | 416.8 | NR | IPP Non-CHP | 230 | Q | [11 empty] | 2009
56804 | SPP | Red Hills Wind Project LLC | 55918 | Acciona Wind Energy USA LLC | 35.535 | -99.3828 | 10217 N 2020 Rd | Hammon | OK | 73650 | Roger Mills | MRO | SWPP | Southwest Power Pool | Wind | Onshore Wind Turbine | 1 | RH | 123 | 123 | 123 | NR | IPP Non-CHP | 138 | Q |  | 82 | Acciona | 262.4 | [7 empty] | 2008
56805 | PJM | EcoGrove Wind LLC | 55918 | Acciona Wind Energy USA LLC | 42.4515 | -89.8784 | 9370 N Baker Rd | Lena | IL | 61048 | Stephenson | RFC | PJM | PJM Interconnection, LLC | Wind | Onshore Wind Turbine | 1 | 1 | 100.5 | 100.5 | 100.5 | NR | IPP Non-CHP | 138 | Q | PJM | 67 | Acciona | 262.4 | [7 empty] | 2009
56807 | PJM | Bear Garden | 19876 | Virginia Electric & Power Co | 37.6956 | -78.2853 | 2608 C. G. Woodson Road | New Canton | VA | 23123 | Buckingham | SERC | PJM | PJM Interconnection, LLC | Natural Gas | Natural Gas Fired Combined Cycle | 3 | 1A; 1B; 1C | 559 | 621.9 | 642.4 | RE | Electric Utility | 230 | I | [11 empty] | 2011
56808 | PJM | Virginia City Hybrid Energy Center | 19876 | Virginia Electric & Power Co | 36.9164 | -82.3381 | 15515 Bull Run Road | St. Paul | VA | 24283 | Wise | RFC | PJM | PJM Interconnection, LLC | Coal | Conventional Steam Coal | 1 | 1 | 668 | 610 | 626 | RE | Electric Utility | 138 | I | [11 empty] | 2012
56809 | MISO | Carroll Wind Farm | 12341 | MidAmerican Energy Co | 42.1622 | -94.93 | 1832 Industrial Park Road | Carroll | IA | 51401 | Carroll | MRO | MISO | Midcontinent Independent Transmission System Operator, Inc.. | Wind | Onshore Wind Turbine | 1 | CWF | 159.1 | 150 | 150 | RE | Electric Utility | 161 | I | MEC.CAROL_W1 | 100 | GE | 263 | [7 empty] | 2008
56810 | MISO | Adair Wind Farm | 12341 | MidAmerican Energy Co | 41.4236 | -94.665 | 106 Hillcrest St. | Adair | IA | 50002 | Adair | MRO | MISO | Midcontinent Independent Transmission System Operator, Inc.. | Wind | Onshore Wind Turbine | 1 | AWF | 174.8 | 174.8 | 174.8 | RE | Electric Utility | 161 | I | MEC.ADAIR_W1 | 76 | Siemens | 262.4 | [7 empty] | 2008
56811 | MISO | Walnut Wind Farm | 12341 | MidAmerican Energy Co | 41.4517 | -95.2383 | 236 Pearl St. | Walnut | IA | 51577 | Pottawattamie | MRO | MISO | Midcontinent Independent Transmission System Operator, Inc.. | Wind | Onshore Wind Turbine | 1 | WWF | 165.2 | 150 | 150 | RE | Electric Utility | 161 | I | MEC.WALNUT_W1 | 102 | GE | 263 | [7 empty] | 2008
56812 | WECC | Solana Generating Station | 56023 | Arizona Solar One LLC | 32.9223 | -112.9559 | 57750 S. Painted Rock Dam Road | Gila Bend | AZ | 85337 | Maricopa | WECC | AZPS | Arizona Public Service Company | Solar | Solar Thermal with Energy Storage | 2 | GEN 1; GEN2 | 280 | 295.6 | 295.6 | NR | IPP Non-CHP | 230 | Q | [5 empty] | Y | [5 empty] | 2013
56813 | WECC | CSU Fresno Solar Project | 56028 | MMA Fresno Power LP | 36.8098 | -119.7417 | 5241 North Maple Ave. | Fresno | CA | 93740 | Fresno | WECC | CISO | California Independent System Operator | Solar | Solar Photovoltaic | 2 | 1; 2 | 1 | 1 | 1 | NR | IPP Non-CHP | 12.47 | Q |  |  |  |  | 1.2 | [6 empty] | 2007
56814 | WECC | ELACC Photovoltaic Power Facility | 56027 | MMA LA Power LP | 34.0403 | -118.1481 | 1301 Avenida Cesar Chavez | Los Angeles | CA | 91754 | Los Angeles | WECC | CISO | California Independent System Operator | Solar | Solar Photovoltaic | 2 | PV1; PV2 | 1 | 0.8 | 0.6 | NR | IPP Non-CHP | 4.16 | Q |  |  |  |  | 1.2 | [6 empty] | 2008
56815 | WECC | Denver Int Airport | 56026 | MMA DAS Power | 39.903 | -104.6593 | 8500 Pena Blvd | Denver | CO | 80249 | Denver | WECC | PSCO | Public Service Company of Colorado | Solar | Solar Photovoltaic | 1 | 1 | 1.9 | 1.9 | 1.8 | NR | IPP Non-CHP | 4.16 | Q |  |  |  |  | 2 | Y | [5 empty] | 2008
56818 | SPP | Central Plains Wind Farm | 22500 | Evergy Kansas Central, Inc | 38.5032 | -101.1615 | 206 N. County Road 25 | Marienthal | KS | 67863 | Wichita | MRO | SWPP | Southwest Power Pool | Wind | Onshore Wind Turbine | 1 | 1 | 99 | 99 | 99 | RE | Electric Utility | 115 | I | WR.CPW | 33 | Vestas | 262.4 | [7 empty] | 2009
56819 | SPP | Flat Ridge Wind Farm | 22500 | Evergy Kansas Central, Inc | 37.3692 | -98.4603 | 7329 NE Ridge Road | Nashville | KS | 67112 | Barber | MRO | SWPP | Southwest Power Pool | Wind | Onshore Wind Turbine | 1 | 1 | 50 | 50 | 50 | RE | Electric Utility | 138 | I | WR.FRW.1 | 20 | Clipper | 262.4 | [7 empty] | 2009
56824 | MISO | Marshall Wind 2 LLC | 63166 | Marshall Wind Farm, LLC | 44.3236 | -95.8222 | 1917 County Road 7 | Marshall | MN | 56258 | Lyon | MRO | MISO | Midcontinent Independent Transmission System Operator, Inc.. | Wind | Onshore Wind Turbine | 1 | 1 | 4.2 | 4.2 | 4.2 | NR | IPP Non-CHP | 34.5 | Q | NSP.MRES.MMU | 2 | Suzlon | 262.4 | [7 empty] | 2007
56825 | MISO | Marshall Wind 3 LLC | 63166 | Marshall Wind Farm, LLC | 44.3211 | -95.7942 | 1862 250th Avenue | Marshall | MN | 56258 | Lyon | MRO | MISO | Midcontinent Independent Transmission System Operator, Inc.. | Wind | Onshore Wind Turbine | 1 | 1 | 4.2 | 4.2 | 4.2 | NR | IPP Non-CHP | 34.5 | Q | NSP.MRES.MMU | 2 | Suzlon | 262.4 | [7 empty] | 2007
56826 | MISO | Marshall Wind 4 LLC | 63166 | Marshall Wind Farm, LLC | 44.3361 | -95.8242 | 1951 County Road 7 | Marshall | MN | 56258 | Lyon | MRO | MISO | Midcontinent Independent Transmission System Operator, Inc.. | Wind | Onshore Wind Turbine | 1 | 1 | 4.2 | 4.2 | 4.2 | NR | IPP Non-CHP | 34.5 | Q | NSP.MRES.MMU | 2 | Suzlon | 262.4 | [7 empty] | 2007
56827 | MISO | Marshall Wind 5 LLC | 63166 | Marshall Wind Farm, LLC | 44.3303 | -95.8344 | 1926 230th Avenue | Marshall | MN | 56258 | Lyon | MRO | MISO | Midcontinent Independent Transmission System Operator, Inc.. | Wind | Onshore Wind Turbine | 1 | 1 | 2.1 | 2.1 | 2.1 | NR | IPP Non-CHP | 34.5 | Q | NSP.MRES.MMU | 1 | Suzlon | 262.4 | [7 empty] | 2007
56828 | MISO | Marshall Wind 6 LLC | 63166 | Marshall Wind Farm, LLC | 44.3308 | -95.8297 | 1926 230th Avenue | Marshall | MN | 56258 | Lyon | MRO | MISO | Midcontinent Independent Transmission System Operator, Inc.. | Wind | Onshore Wind Turbine | 1 | 1 | 2.1 | 2.1 | 2.1 | NR | IPP Non-CHP | 34.5 | Q | NSP.MRES.MMU | 1 | Suzlon | 262.4 | [7 empty] | 2007
56831 | MISO | Crane Creek Wind Energy Center | 20860 | Wisconsin Public Service Corp | 43.3978 | -92.4736 | E.of Addison S. of 50th St | Riceville | IA | 50466 | Howard | MRO | MISO | Midcontinent Independent Transmission System Operator, Inc.. | Wind | Onshore Wind Turbine | 1 | 1 | 99 | 99 | 99 | RE | Electric Utility | 161 | I | WPS.CRANECREEK | 66 | GE | 262 | [7 empty] | 2009
56832 | WECC | North Brawley Geothermal Plant | 34691 | Ormat Nevada Inc | 33.0139 | -115.5439 | 4982 Hovley Road | Brawley | CA | 92250 | Imperial | WECC | IID | Imperial Irrigation District | Other | Geothermal | 5 | GE1; GE2; GE3; GE4; GE5 | 80 | 53.5 | 80 | NR | IPP Non-CHP | 92 | Q | [11 empty] | 2009
56833 | SPP | OREG 1 Inc | 34691 | Ormat Nevada Inc | 48.2139 | -104.3975 | 5444 Road 1016, HC80, Box 39 | Culbertson | MT | 59218 | Roosevelt | MRO | SWPP | Southwest Power Pool | Other | All Other | 4 | CS10; CS11; CS7; CS9 | 30 | 20 | 30 | NR | IPP Non-CHP | 69 | Q | [11 empty] | 2006
56835 | SPP | Ribeye Wind (11) LLC | 65983 | UPC Power Solutions | 35.8119 | -101.9789 | 10655 US Highway 287 | Dumas | TX | 79029 | Moore | MRO | SWPP | Southwest Power Pool | Wind | Onshore Wind Turbine | 1 | 1 | 10 | 10 | 10 | NR | IPP Non-CHP | 34.5 | Q | SPS.GGPO.STOCKYARD10_11 | 8 | Suzlon | 244.4 | [7 empty] | 2008
56836 | SPP | T-Bone Wind (10) LLC | 65983 | UPC Power Solutions | 35.8081 | -101.9986 | 6000 Stallwitz Road | Dumas | TX | 79029 | Moore | MRO | SWPP | Southwest Power Pool | Wind | Onshore Wind Turbine | 1 | 1 | 8.8 | 8.8 | 8.8 | NR | IPP Non-CHP | 34.5 | Q | SPS.GGPO.STOCKYARD10_11 | 7 | Suzlon | 244.4 | [7 empty] | 2008
56837 | SPP | Tri-Tip Wind (9) LLC | 65983 | UPC Power Solutions | 35.9614 | -101.8033 | 11572 Texas Beef Road | Sunray | TX | 79086 | Moore | MRO | SWPP | Southwest Power Pool | Wind | Onshore Wind Turbine | 1 | 1 | 10 | 10 | 10 | NR | IPP Non-CHP | 12.5 | Q | SPS.GGPO.STOCKYARD9 | 8 | Suzlon | 241.1 | [7 empty] | 2008
56838 | SPP | Brisket Wind (8) LLC | 65983 | UPC Power Solutions | 36.0075 | -101.8614 | 11896 Light Plant Road | Sunray | TX | 79086 | Moore | MRO | SWPP | Southwest Power Pool | Wind | Onshore Wind Turbine | 1 | 1 | 10 | 10 | 10 | NR | IPP Non-CHP | 34.5 | Q | SPS.GGPO.STOCKYARD7_8 | 8 | Suzlon | 241.1 | [7 empty] | 2008
56839 | SPP | Flat Iron Wind (7) LLC | 65983 | UPC Power Solutions | 36.0264 | -101.9 | 6603 FM 281 | Sunray | TX | 79086 | Moore | MRO | SWPP | Southwest Power Pool | Wind | Onshore Wind Turbine | 1 | 1 | 10 | 10 | 10 | NR | IPP Non-CHP | 34.5 | Q | SPS.GGPO.STOCKYARD7_8 | 8 | Suzlon | 244.4 | [7 empty] | 2008
56840 | MISO | Marshall Wind 1 LLC | 63166 | Marshall Wind Farm, LLC | 44.3253 | -95.8142 | 2409 190th Street | Marshall | MN | 56258 | Lyon | MRO | MISO | Midcontinent Independent Transmission System Operator, Inc.. | Wind | Onshore Wind Turbine | 1 | 1 | 2.1 | 2.1 | 2.1 | NR | IPP Non-CHP | 34.5 | Q | NSP.MRES.MMU | 1 | Suzlon | 262.4 | [7 empty] | 2007
56841 | WECC | Glenrock | 14354 | PacifiCorp | 43.0181 | -105.8353 | 1028 - 55 Ranch Road | Glenrock | WY | 82637 | Converse | WECC | PACE | PacifiCorp - East | Wind | Onshore Wind Turbine | 2 | 1; 2 | 165.6 | 138 | 138 | RE | Electric Utility | 230 | I |  | 92 | GE | 262 | [7 empty] | 2008
56842 | WECC | Rolling Hills | 14354 | PacifiCorp | 43.0572 | -105.8543 | 1028 - 55 Ranch Road | Glenrock | WY | 82637 | Converse | WECC | PACE | PacifiCorp - East | Wind | Onshore Wind Turbine | 1 | 1 | 115.8 | 99 | 99 | RE | Electric Utility | 230 | I |  | 66 | GE | 262 | [7 empty] | 2009
56843 | WECC | Seven Mile Hill | 14354 | PacifiCorp | 41.9203 | -106.3758 | 3 Miles NW of Medicine Bow | Medicine Bow | WY | 82329 | Carbon | WECC | PACE | PacifiCorp - East | Wind | Onshore Wind Turbine | 2 | 1; 2 | 146.2 | 118.5 | 118.5 | RE | Electric Utility | 230 | I |  | 79 | GE | 262 | [7 empty] | 2008
56846 | PJM | CPV St Charles Energy Center | 56031 | CPV Maryland LLC | 38.5686 | -76.8919 | 5025 Thomas Edison Drive | Waldorf | MD | 20602 | Charles | RFC | PJM | PJM Interconnection, LLC | Natural Gas | Natural Gas Fired Combined Cycle | 3 | GTG1; GTG2; STGEN | 775.3 | 732.3 | 771.5 | NR | IPP Non-CHP | 230 | Q | Pepco | [10 empty] | 2017
56848 | PJM | Haverhill North Cogeneration Facility | 56069 | SunCoke Energy, Inc. | 38.5967 | -82.8286 | 2446 Gallia Pike | Franklin Furnace | OH | 45629 | Scioto | RFC | PJM | PJM Interconnection, LLC | Other | Other Gases | 1 | SCKG1 | 67 | 34 | 34 | NR | IPP CHP | 69 | COM | N HAVERHILL | [10 empty] | 2008
56850 | PJM | Lanchester Generating Station | 55858 | Energy Developments, Inc d/b/a EDL | 40.1108 | -75.9547 | 481 S Churchtown Rd | Narvon | PA | 17555 | Lancaster | RFC | PJM | PJM Interconnection, LLC | Other | Landfill Gas | 2 | 1; 2 | 3.2 | 3.2 | 3.2 | NR | IPP Non-CHP | 12.47 | Q | [11 empty] | 2006
56851 | MISO | Bryon Center | 55858 | Energy Developments, Inc d/b/a EDL | 42.7814 | -85.6728 | 300 100th Street SW | Byron Center | MI | 49315 | KENT | RFC | MISO | Midcontinent Independent Transmission System Operator, Inc.. | Other | Landfill Gas | 3 | 1; 2; 3 | 4.8 | 4.5 | 4.5 | NR | IPP Non-CHP | 46 | Q | [11 empty] | 2009
56852 | MISO | Pinconning White Feather | 55858 | Energy Developments, Inc d/b/a EDL | 43.8983 | -83.9494 | 2401 E Whitefeather Rd | Pinconning | MI | 48650 | BAY | RFC | MISO | Midcontinent Independent Transmission System Operator, Inc.. | Other | Landfill Gas | 2 | 1; 2 | 3.2 | 3 | 3 | NR | IPP Non-CHP | 46 | Q | [11 empty] | 2009
56853 | WECC | Trans-Jordan Generating Station | 55858 | Energy Developments, Inc d/b/a EDL | 40.55 | -112.0631 | 10873 S Highway 111 | South Jordan | UT | 84095 | Salt Lake | WECC | PACE | PacifiCorp - East | Other | Landfill Gas | 3 | 1; 2; 3 | 4.8 | 4.5 | 4.5 | NR | IPP Non-CHP | 46 | Q | [11 empty] | 2009
56854 | WECC | Wheat Field Wind Power Project | 56073 | Wheat Field Wind Power Project LLC | 45.6758 | -120.3183 | 73501 Blalock Canyon Road | Arlington | OR | 97812 | Gilliam | WECC | BPAT | Bonneville Power Administration | Wind | Onshore Wind Turbine | 1 | GEN1 | 102.9 | 102.9 | 102.9 | NR | IPP Non-CHP | 230 | Q |  | 46 | Suzlon | 262.5 | [7 empty] | 2009
56855 | WECC | Arlington Wind Power Project | 56074 | Arlington Wind Power Project LLC | 45.7167 | -120.2008 | 72650 Rattlesnake Road | Arlington | OR | 97812 | Gilliam | WECC | BPAT | Bonneville Power Administration | Wind | Onshore Wind Turbine | 1 | GEN1 | 102.9 | 102.9 | 102.9 | NR | IPP Non-CHP | 230 | Q |  | 49 | Suzlon | 262.5 | [7 empty] | 2008
56856 | MISO | Rail Splitter Wind Farm | 56075 | Rail Splitter Wind Farm LLC | 40.3692 | -89.4022 | 27497 Voynton Rd. | Hopedale | IL | 61747 | Tazewell | SERC | MISO | Midcontinent Independent Transmission System Operator, Inc.. | Wind | Onshore Wind Turbine | 1 | GEN1 | 100.5 | 100.5 | 100.5 | NR | IPP Non-CHP | 138 | Q |  | 67 | GE | 262 | [7 empty] | 2009
56858 | WECC | Sagebrush Power Partners | 56071 | Sagebrush Power Partners, LLC | 47.1356 | -120.6872 | 3701 Hayward Rd | Ellensburg | WA | 98922 | Kittitas | WECC | BPAT | Bonneville Power Administration | Wind | Onshore Wind Turbine | 1 | GEN1 | 100.7 | 100.7 | 100.7 | NR | IPP Non-CHP | 230 | Q |  | 61 | Suzlon | 246 | [7 empty] | 2010
56859 | SPP | Crosswind Energy Project | 58439 | Junction Hilltop Management LLC | 43.0475 | -94.9228 | 3950 360th Avenue | Ruthven | IA | 50516 | Palo Alto | MRO | SWPP | Southwest Power Pool | Wind | Onshore Wind Turbine | 1 | 1 | 21 | 21 | 21 | NR | IPP Non-CHP | 69 | Q | MISO | 10 | Suzlon | 262.4 | [7 empty] | 2007
56860 | MISO | Hardin Hilltop Wind LLC | 58439 | Junction Hilltop Management LLC | 42.0822 | -94.365 | 1563 220th Street | Jefferson | IA | 50129 | Greene | MRO | MISO | Midcontinent Independent Transmission System Operator, Inc.. | Wind | Onshore Wind Turbine | 1 | 1 | 14.7 | 14.7 | 14.7 | NR | IPP Non-CHP | 69 | Q | MISO | 7 | Suzlon | 262.4 | [7 empty] | 2007
56862 | WECC | Bolthouse S&P and Rowen Farms Solar | 56105 | MMA WBF Power LP | 34.5644 | -117.6933 | 24476 E Ave R-8 | Palmdale | CA | 93591 | Los Angeles | WECC | CISO | California Independent System Operator | Solar | Solar Photovoltaic | 4 | 1; 2; 3; 4 | 1.2 | 1.2 | 1.2 | NR | IPP Non-CHP | 4.16 | Q |  |  |  |  | 1.8 | Y | [5 empty] | 2008
56872 | PJM | Meldahl Hydroelectric Project | 7977 | City of Hamilton - (OH) | 38.7914 | -84.173 | Rt. 8 Ohio River Mile 436.2 | Foster | KY | 41002 | Bracken | SERC | PJM | PJM Interconnection, LLC | Other | Conventional Hydroelectric | 3 | 1; 2; 3 | 105 | 105 | 105 | RE | Electric Utility | 138 | M | 1123180604; 1123180605; 1123180606 | [10 empty] | 2016
56873 | PJM | SECCRA Community Landfill | 56081 | Southeastern Chester County Refuse Auth | 39.8639 | -75.8428 | 219 Street Road | West Grove | PA | 19390 | Chester | RFC | PJM | PJM Interconnection, LLC | Other | Landfill Gas | 2 | 1; 3 | 2.5 | 2.5 | 2.5 | NR | Commercial Non-CHP | 34.5 | M | [11 empty] | 2007
56874 | WECC | Shiloh Wind Project 2 LLC | 57170 | EDF Renewable Asset Holdings, Inc. | 38.1711 | -121.8461 | 6523 Montezuma Hills Rd | Birds Landing | CA | 94512 | Solano | WECC | CISO | California Independent System Operator | Wind | Onshore Wind Turbine | 1 | TBD | 150 | 150 | 150 | NR | IPP Non-CHP | 230 | Q |  | 75 | Senvion | 262.4 | [7 empty] | 2009
56875 | WECC | Sacramento Soleil LLC | 57170 | EDF Renewable Asset Holdings, Inc. | 38.4498 | -121.1647 | 13345 Apple Rd | Wilton | CA | 95693 | Sacramento | WECC | BANC | Balancing Authority of Northern California | Solar | Solar Photovoltaic | 1 | TBD | 1 | 1 | 1 | NR | IPP Non-CHP | 12 | Q |  |  |  |  | 1.3 | [6 empty] | 2008
56876 | MISO | Wapsipinicon Wind Project | 57170 | EDF Renewable Asset Holdings, Inc. | 43.8006 | -92.6822 | 228 Industrial Park Drive | Dexter | MN | 55926 | Mower | MRO | MISO | Midcontinent Independent Transmission System Operator, Inc.. | Wind | Onshore Wind Turbine | 1 | TBD | 100.5 | 100.5 | 100.5 | NR | IPP Non-CHP | 161 | Q |  | 67 | GE | 262.4 | [7 empty] | 2009
56877 | PJM | Hall's Warehouse Solar Project | 59100 | Sunlight General Solar Fund II, LLC | 40.5737 | -74.3944 | 501 Kentile Rd | South Plainfield | NJ | 7080 | Middlesex | RFC | PJM | PJM Interconnection, LLC | Solar | Solar Photovoltaic | 1 | TBD | 1.6 | 1.6 | 1.6 | NR | IPP Non-CHP | 0.48 | Q |  |  |  |  | 1.8 | [6 empty] | 2009
56878 | MISO | Hoosier Wind Project LLC | 9273 | AES Indiana | 40.7178 | -87.2631 | 3200 E 900th N | Goodland | IN | 47948 | Benton | RFC | MISO | Midcontinent Independent Transmission System Operator, Inc.. | Wind | Onshore Wind Turbine | 1 | TBD | 106 | 106 | 106 | RE | Electric Utility | 69 | I |  | 50 | Senvion | 257.5 | [7 empty] | 2009
56879 | SPP | Flat Ridge Wind Energy LLC | 55963 | AE Power Services LLC | 37.3764 | -98.4583 | 7458 NE Isabel Road | Isabel | KS | 67065 | Barber | MRO | SWPP | Southwest Power Pool | Wind | Onshore Wind Turbine | 1 | 1 | 44 | 44 | 44 | NR | IPP Non-CHP | 138 | Q |  | 20 | Vestas | 262.4 | [7 empty] | 2009
56880 | SPP | OREG 2 Inc | 34691 | Ormat Nevada Inc | 48.2142 | -104.3975 | 5444 Road 1016, HC60 Box 39 | Culbertson | MT | 59218 | Roosevelt | MRO | SWPP | Southwest Power Pool | Other | All Other | 4 | CS12; CS3; CS5; CS8 | 30 | 20 | 30 | NR | IPP Non-CHP | 57 | Q | [11 empty] | 2008
56883 | PJM | Pennsauken Solar | 57249 | NextEra Renewable Fuels, LLC | 39.9894 | -75.04 | 9600 River Road | Pennsauken | NJ | 8110 | Camden | RFC | PJM | PJM Interconnection, LLC | Solar | Solar Photovoltaic | 10 | GEN 1; GEN 2; GEN 3; GEN 4; GEN 5; GEN 6; GEN 7; GEN 8; GEN 9; GEN10 | 3.9 | 3.9 | 3.9 | NR | IPP Non-CHP | 26.4 | Q |  |  |  |  | 5.6 | [6 empty] | 2006
56884 | PJM | Cumberland County Solid Waste Complex | 57249 | NextEra Renewable Fuels, LLC | 39.4494 | -75.0928 | 169 Jesse Bridge Road | Millville | NJ | 8332 | Cumberland | RFC | PJM | PJM Interconnection, LLC | Other | Landfill Gas | 3 | GEN 2; GEN 3; GEN1 | 4.8 | 4.8 | 4.8 | NR | IPP Non-CHP | 12.47 | Q | [11 empty] | 2008
56887 | PJM | Cumberland County PA LFG Recovery | 57249 | NextEra Renewable Fuels, LLC | 40.1356 | -77.5072 | 135 Vaughn Road | Shippensburg | PA | 17527 | Cumberland | RFC | PJM | PJM Interconnection, LLC | Other | Landfill Gas | 4 | GEN 1; GEN 2; GEN 3; GEN 4 | 6.4 | 6.4 | 6.4 | NR | IPP Non-CHP | 26 | Q | [11 empty] | 2009
56888 | PJM | Warren County Solar | 57249 | NextEra Renewable Fuels, LLC | 40.789 | -75.107 | 3263 Belvidere Road | Belvidere | NJ | 8865 | Warren | RFC | PJM | PJM Interconnection, LLC | Solar | Solar Photovoltaic | 4 | GEN 1; GEN 2; GEN 3; GEN 4 | 2 | 2 | 2 | NR | IPP Non-CHP | 12.47 | Q |  |  |  |  | 2.4 | Y | [5 empty] | 2012
56889 | PJM | PPL Renewable Energy Merck Solar | 57249 | NextEra Renewable Fuels, LLC | 40.7274 | -74.3783 | 556 Morris Avenue | Summit | NJ | 7901 | Union | RFC | PJM | PJM Interconnection, LLC | Solar | Solar Photovoltaic | 1 | GEN 1 | 1.7 | 1.7 | 1.7 | NR | IPP Non-CHP | 69 | Q |  |  |  |  | 1.8 | Y | [5 empty] | 2009
56890 | PJM | Norther Tier Landfill | 57249 | NextEra Renewable Fuels, LLC | 41.7792 | -76.6258 | PO Box 10 | Burlington | PA | 18814 | Bradford | RFC | PJM | PJM Interconnection, LLC | Other | Landfill Gas | 1 | GEN 1 | 1.6 | 1.6 | 1.6 | NR | IPP Non-CHP | 34.5 | Q | [11 empty] | 2009
56893 | WECC | Chester Diversion Hydroelectric Project | 6169 | Fall River Rural Elec Coop Inc | 44.0183 | -111.5836 | 2875 East 930 North | Chester | ID | 83421 | Fremont | WECC | BPAT | Bonneville Power Administration | Other | Conventional Hydroelectric | 3 | 1; 2; 3 | 3.6 | 3.6 | 3.6 | RE | Electric Utility | 12.5 | C | [11 empty] | 2014
56894 | PJM | Ameresco Stafford | 56100 | AMERESCO Stafford LLC | 38.3842 | -77.4131 | 481 Eskimo Hill Rd | Stafford | VA | 22554 | Stafford | SERC | PJM | PJM Interconnection, LLC | Other | Landfill Gas | 2 | 1; 2 | 2.2 | 2 | 2 | NR | IPP Non-CHP | 34.5 | Q | [11 empty] | 2009
56895 | WECC | Ameresco Ox Mountain | 56101 | AMERESCO Ox Mountain Energy LLC | 37.5 | -122.4 | 12310 San Meteo Rd | Half Moon Bay | CA | 94019 | San Mateo | WECC | CISO | California Independent System Operator | Other | Landfill Gas | 6 | 1; 2; 3; 4; 5; 6 | 11.4 | 10.8 | 10.8 | NR | IPP Non-CHP | 60 | Q | [11 empty] | 2008
56896 | MISO | Ameresco Jefferson City | 56102 | AMERESCO Jefferson City LLC | 38.5524 | -92.0449 | 8432 No More Victims Rd | Jefferson City | MO | 65101 | Cole | SERC | MISO | Midcontinent Independent Transmission System Operator, Inc.. | Other | Landfill Gas | 3 | 1; 2; 3 | 3 | 2.7 | 2.7 | NR | IPP Non-CHP | 34.5 | Q | [11 empty] | 2009
56897 | WECC | Ameresco Keller Canyon | 56103 | AMERESCO Keller Canyon LLC | 38.0039 | -121.9345 | 901 Bailey Rd | Bay Point | CA | 94565 | Contra Costa | WECC | CISO | California Independent System Operator | Other | Landfill Gas | 2 | 1; 2 | 3.8 | 3.6 | 3.6 | NR | IPP Non-CHP | 21 | Q | [11 empty] | 2009
56898 | WECC | Ameresco Chiquita Canyon | 56104 | AMERESCO Chiquita Canyon LLC | 34.4317 | -118.6429 | 29201 Henry Mayo Dr | Castaic | CA | 91384 | Los Angeles | WECC | CISO | California Independent System Operator | Other | Landfill Gas | 2 | 1; 2 | 9.2 | 8 | 8 | NR | IPP Non-CHP | 16 | Q | [11 empty] | 2010
56900 | PJM | Atlantic City Convention Center | 57044 | Luminace Solar New Jersey, LLC | 39.3639 | -74.4408 | 1 Convention Boulevard | Atlantic City | NJ | 8401 | Atlantic | RFC | PJM | PJM Interconnection, LLC | Solar | Solar Photovoltaic | 4 | 1; 2; 3; 4 | 2 | 2 | 1.2 | NR | Commercial Non-CHP | 23 | Q |  |  |  |  | 2.4 | [6 empty] | 2008
56905 | SPP | Great Plains Windpark LLC | 61671 | Great Plains Windpark Legacy LLC | 36.4964 | -101.3917 | 15001 Highway 207 | Spearman | TX | 79081 | Hansford | MRO | SWPP | Southwest Power Pool | Wind | Onshore Wind Turbine | 1 | 1 | 114 | 114 | 114 | NR | IPP Non-CHP | 345 | Q | NGP1 | 76 | GE | 262 | [7 empty] | 2009
56908 | WECC | Dave Gates Generating Station | 56815 | NorthWestern Energy (MT wind/thermal) | 46.1047 | -112.8766 | Montana Highway | Anaconda | MT | 59711 | Deer Lodge | WECC | NWMT | NorthWestern Energy (NWMT) | Natural Gas | Natural Gas Fired Combustion Turbine | 3 | 1; 2; 3 | 203.1 | 132.3 | 144.3 | RE | Electric Utility | 230 | I | [11 empty] | 2011
56909 | WECC | Gap Pacific Distribution Center | 61944 | MN8 Energy LLC | 36.7816 | -119.7069 | 3400 Gap Drive | Fresno | CA | 93727 | Fresno | WECC | CISO | California Independent System Operator | Solar | Solar Photovoltaic | 4 | 1; 2; 3; 4 | 2.4 | 1.2 | 1.2 | NR | Commercial Non-CHP | 12.47 | Q |  |  |  |  | 3.2 | Y | [5 empty] | 2008
56912 | MISO | Langdon Wind II LLC | 55799 | FPL Energy Langdon Wind LLC | 48.6292 | -98.3164 | 10812 Hwy 66 NE | Osnabrock | ND | 58269 | Cavalier | MRO | MISO | Midcontinent Independent Transmission System Operator, Inc.. | Wind | Onshore Wind Turbine | 1 | GE15 | 40.5 | 40.5 | 40.5 | NR | IPP Non-CHP | 115 | Q |  | 27 | GE | 262.5 | [7 empty] | 2008
56913 | MISO | Osceola Windpower II | 56121 | Osceola Windpower II | 43.4303 | -95.4167 | 6952 Hwy 9 | Harris | IA | 51354 | Osceola | MRO | MISO | Midcontinent Independent Transmission System Operator, Inc.. | Wind | Onshore Wind Turbine | 1 | CL25 | 49.6 | 49.6 | 49.6 | NR | IPP Non-CHP | 161 | Q |  | 20 | Clipper | 262.4 | [7 empty] | 2008
56914 | WECC | Orange Grove Peaking Facility | 56127 | Orange Grove Energy LP | 33.3594 | -117.1114 | 35435 Pala Del Norte Road | Pala | CA | 92059 | San Diego | WECC | CISO | California Independent System Operator | Natural Gas | Natural Gas Fired Combustion Turbine | 2 | CTG1; CTG2 | 118 | 98.2 | 98.2 | NR | IPP Non-CHP | 69 | Q | OGROVE_6_PL1X2-APND | [10 empty] | 2010
56917 | WECC | Imperial Valley Solar, LLC | 56167 | Imperial Valley Solar, LLC | 32.6711 | -115.5873 | 251 Ferrell Rd | Calexico | CA | 92231 | Imperial | WECC | CISO | California Independent System Operator | Solar | Solar Photovoltaic | 3 | 1; 1A; 1B | 199.9 | 199.9 | 199.9 | NR | IPP Non-CHP | 230 | Q |  |  |  |  | 255.9 | Y | [5 empty] | 2013
56919 | MISO | FPL Energy Ashtabula Wind LLC | 56122 | FPL Energy Ashtabula Wind LLC | 47.1294 | -97.8853 | 12306 20th Street NE | Luverne | ND | 58056 | Barnes | MRO | MISO | Midcontinent Independent Transmission System Operator, Inc.. | Wind | Onshore Wind Turbine | 1 | GE15 | 148.5 | 148.5 | 148.5 | NR | IPP Non-CHP | 230 | Q |  | 99 | GE | 262.5 | [7 empty] | 2008
56922 | WECC | WWRF Solar Plant | 56431 | SunE U6 Holdings LLC | 39.5229 | -107.8134 | 2515 W. Centennial Parkway | Rifle | CO | 81650 | Garfield | WECC | PSCO | Public Service Company of Colorado | Solar | Solar Photovoltaic | 2 | EAST; WEST | 1.5 | 1.3 | 1.3 | NR | IPP Non-CHP | 13.2 | Q |  |  |  |  | 2.2 | Y | [5 empty] | 2009
56923 | MISO | FPL Energy Crystal Lake Wind LLC | 56123 | FPL Energy Crystal Lake Wind LLC | 43.2125 | -93.8311 | 804 310th Street | Britt | IA | 50423 | Hancock | MRO | MISO | Midcontinent Independent Transmission System Operator, Inc.. | Wind | Onshore Wind Turbine | 1 | GE15 | 150 | 150 | 150 | NR | IPP Non-CHP | 161 | Q |  | 100 | GE | 262.5 | [7 empty] | 2008
56924 | MISO | FPL Energy Story Wind LLC | 56119 | FPL Energy Story Wind LLC | 42.1044 | -93.2722 | 18327 720th Ave | Zearing | IA | 50278 | Story | MRO | MISO | Midcontinent Independent Transmission System Operator, Inc.. | Wind | Onshore Wind Turbine | 1 | GE15 | 150 | 150 | 150 | NR | IPP Non-CHP | 115 | Q |  | 100 | GE | 262.5 | [7 empty] | 2008
56925 | MISO | FPL Energy Crystal Lake Wind II LLC | 56124 | FPL Energy Crystal Lake Wind II LLC | 43.2737 | -93.8 | 804 310th Street | Britt | IA | 50423 | Hancock | MRO | MISO | Midcontinent Independent Transmission System Operator, Inc.. | Wind | Onshore Wind Turbine | 1 | CL25 | 200 | 199 | 199 | NR | IPP Non-CHP | 161 | Q |  | 80 | Clipper | 262.4 | [7 empty] | 2009
56932 | WECC | Biotech LS 0836 | 22040 | Washington State University | 46.7331 | -117.1583 | Ferdinands Lane | Pullman | WA | 99164 | Whitman | WECC | AVA | Avista Corporation | Petroleum | Petroleum Liquids | 1 | BLS1 | 1 | 1 | 1 | NR | Commercial Non-CHP | 13.2 | S | [11 empty] | 2009
56933 | WECC | Threemile Canyon | 56159 | Threemile Canyon Wind I, LLC | 45.6758 | -119.9375 | 71502 Threemile Canyon Road | Boardman | OR | 97818 | Morrow | WECC | PACW | PacifiCorp - West | Wind | Onshore Wind Turbine | 1 | 1 | 9.9 | 9.9 | 9.9 | NR | IPP Non-CHP | 34.5 | Q | DALREED_NODED | 6 | Vestas | 262.4 | [7 empty] | 2009
56934 | WECC | Cassia Wind | 56158 | Cassia Wind Farm, LLC | 42.8444 | -115.0369 | 6035 N 158 E Rd | Hagerman | ID | 83301 | Twin Falls | WECC | IPCO | Idaho Power Company | Wind | Onshore Wind Turbine | 1 | 1 | 8.4 | 8.4 | 8.4 | NR | IPP Non-CHP | 138 | Q |  | 4 | Suzlon | 262.4 | [7 empty] | 2009
56935 | WECC | Cassia Gulch | 56157 | Cassia Gulch Wind Park, LLC | 42.8744 | -115.0172 | 6035 N 158 E Rd | Hagerman | ID | 83301 | Twin Falls | WECC | IPCO | Idaho Power Company | Wind | Onshore Wind Turbine | 1 | 1 | 18.9 | 18.9 | 18.9 | NR | IPP Non-CHP | 138 | Q |  | 9 | Suzlon | 262.4 | [7 empty] | 2009
56939 | WECC | Solar Blythe LLC | 59399 | NRG Solar Blythe | 33.5917 | -114.7444 | Blythe Way and Mesa Dr. | Blythe | CA | 92225 | Riverside | WECC | CISO | California Independent System Operator | Solar | Solar Photovoltaic | 1 | 1 | 21 | 21 | 21 | NR | IPP Non-CHP | 33 | Q |  |  |  |  | 26.4 | [6 empty] | 2009
56941 | PJM | Grand Ridge Wind Energy Center | 49893 | Invenergy Services LLC | 41.2269 | -88.6836 | 2042 East 25th St | Marseilles | IL | 60470 | LaSalle | RFC | PJM | PJM Interconnection, LLC | Wind | Onshore Wind Turbine | 4 | 1; 2; 3; 4 | 210 | 210 | 210 | NR | IPP Non-CHP | 138 | Q | 93354005 - 941 GRND34.5 KV GRIDGEWF; 93354007 - 941 grnd34.5 kv gridg2wf; 93354009-941 GRND34.5 KV GRIDG3WF; 93354011-941 GRND34.5 KV GRIDG4WF | 140 | GE | 263 | [7 empty] | 2008
56942 | MISO | Forward Wind Energy Center | 20860 | Wisconsin Public Service Corp | 43.6161 | -88.4969 | 858 W. Main St | Brownsville | WI | 53006 | Dodge | RFC | MISO | Midcontinent Independent Transmission System Operator, Inc.. | Wind | Onshore Wind Turbine | 2 | 1; 2 | 129 | 129 | 129 | RE | Electric Utility | 138 | I |  | 106 | GE | 263 | [7 empty] | 2008
56944 | WECC | CM10 | 56769 | Consolidated Edison Development Inc. | 35.7881 | -114.9933 | 751 El Dorado Valley Dr. | Boulder City | NV | 89005 | Clark | WECC | CISO | California Independent System Operator | Solar | Solar Photovoltaic | 1 | PV01 | 10 | 10 | 10 | NR | IPP Non-CHP | 230 | Q |  |  |  |  | 12.4 | [6 empty] | 2008
56945 | WECC | High Lonesome Mesa LLC | 64648 | High Lonesome Mesa, LLC | 34.4667 | -105.9625 | Hwy 42 | Willard | NM | 87063 | Torrance | WECC | PNM | Public Service Company of New Mexico | Wind | Onshore Wind Turbine | 1 | 1 | 100 | 100 | 100 | NR | IPP Non-CHP | 115 | Q | WECC | 40 | Clipper | 262.4 | [7 empty] | 2009
56946 | SPP | Buffalo Bear LLC | 64633 | Buffalo Bear, LLC | 36.7767 | -99.6353 | Route 2 Box 152 | Woodward | OK | 73801 | Harper | MRO | SWPP | Southwest Power Pool | Wind | Onshore Wind Turbine | 1 | 1 | 18.9 | 18.9 | 18.9 | NR | IPP Non-CHP | 69 | Q | SPP | 9 | Suzlon | 262.4 | [7 empty] | 2008
56947 | SPP | Elkhorn Ridge Wind LLC | 64631 | Elkhorn Ridge Wind, LLC | 42.6978 | -97.6189 | 88581 543 Avenue | Bloomfield | NE | 68718 | Knox | MRO | SWPP | Southwest Power Pool | Wind | Onshore Wind Turbine | 1 | 1 | 81 | 81 | 81 | NR | IPP Non-CHP | 115 | Q | SPP | 27 | Vestas | 262.4 | [7 empty] | 2009
56948 | WECC | Coolidge Generation Station | 16572 | Salt River Project | 32.9174 | -111.5033 | 859 E. Randolph Rd. | Coolidge | AZ | 85228 | Pinal | WECC | SRP | Salt River Project | Natural Gas | Natural Gas Fired Combustion Turbine | 12 | 1; 10; 11; 12; 2; 3; 4; 5; 6; 7; 8; 9 | 726 | 520.8 | 572.4 | RE | Electric Utility | 230 | P | [11 empty] | 2011
56952 | WECC | Willow Creek Energy Center | 49893 | Invenergy Services LLC | 45.6533 | -119.9914 | 71010 Highway 74 | Lone | OR | 97843 | Morrow | WECC | BPAT | Bonneville Power Administration | Wind | Onshore Wind Turbine | 1 | 1 | 72 | 72 | 72 | NR | IPP Non-CHP | 115 | Q |  | 48 | GE | 263 | [7 empty] | 2009
56957 | PJM | Pioneer Crossing Energy, LLC | 59880 | Pioneer Crossing Energy LLC | 40.275 | -75.8167 | 727 Red Lane Rd. | Birdsboro | PA | 19508 | Berks | RFC | PJM | PJM Interconnection, LLC | Other | Landfill Gas | 5 | LFG1; LFG2; LFG3; LFG4; LFG5 | 8 | 8 | 8 | NR | IPP Non-CHP | 69 | Q | [11 empty] | 2008
56960 | WECC | Happy Jack Windpower Project | 65411 | Duke Energy Renewables Services | 41.1397 | -104.9978 | 1515 Happy Jack Road | Cheyenne | WY | 82009 | Laramie | WECC | WAUW | Western Area Power Administration UGP West | Wind | Onshore Wind Turbine | 1 | HJW01 | 29.4 | 29.4 | 29.4 | NR | IPP Non-CHP | 115 | Q |  | 14 | Suzlon | 272 | [7 empty] | 2008
56963 | PJM | West Deptford Energy Station | 56236 | West Deptford Energy LLC | 39.8414 | -75.2214 | 3 Paradise Road | West Deptford | NJ | 8066 | Gloucester | RFC | PJM | PJM Interconnection, LLC | Natural Gas | Natural Gas Fired Combined Cycle | 3 | E101; E102; STG1 | 754.6 | 734.6 | 772.1 | NR | IPP Non-CHP | 230 | Q | ACE-W-DEPTFORD-1-CC | [10 empty] | 2014
56966 | PJM | RMQ 1 and 2 | 66440 | RMQ Ventures LLC | 35.9222 | -77.6731 | 100 QVC Blvd | Rocky Mount | NC | 27801 | Edgecombe | SERC | PJM | PJM Interconnection, LLC | Solar | Solar Photovoltaic | 2 | 1; 2 | 3.5 | 3.6 | 3.6 | NR | Commercial Non-CHP | 12 | COM |  |  |  |  | 4.4 | N | [5 empty] | 2008
56967 | WECC | Butter Creek Power LLC | 65187 | Odessa Energy Services LLC | 45.7017 | -119.4222 | 28821 Madison Rd. | Echo | OR | 97826 | Umatilla | WECC | PACW | PacifiCorp - West | Wind | Onshore Wind Turbine | 1 | 1 | 5 | 5 | 5 | NR | IPP Non-CHP | 69 | Q | HINKLE_NODET | 3 | Vestas | 262.4 | [7 empty] | 2009
56968 | WECC | Big Top LLC | 65187 | Odessa Energy Services LLC | 45.655 | -119.4647 | 28821 Madison Road | Echo | OR | 97826 | Morrow | WECC | PACW | PacifiCorp - West | Wind | Onshore Wind Turbine | 1 | 1 | 1.7 | 1.7 | 1.7 | NR | IPP Non-CHP | 69 | Q | HINKLE_NODET | 1 | Vestas | 262.4 | [7 empty] | 2009
56969 | WECC | Four Corners Windfarm LLC | 56803 | Echo 2 | 45.7286 | -119.4181 | 28821 Madison Rd. | Echo | OR | 97826 | Umatilla | WECC | PACW | PacifiCorp - West | Wind | Onshore Wind Turbine | 1 | 1 | 8 | 8 | 8 | NR | IPP Non-CHP | 69 | Q | HINKLE_NODET | 4 | REpower | 257.5 | [7 empty] | 2009
56970 | WECC | Four Mile Canyon Windfarm LLC | 56803 | Echo 2 | 45.6447 | -119.4533 | 77252 Mader Rust Lane | Echo | OR | 97826 | Morrow | WECC | PACW | PacifiCorp - West | Wind | Onshore Wind Turbine | 1 | 1 | 10 | 10 | 10 | NR | IPP Non-CHP | 69 | Q | HINKLE_NODET | 5 | REpower | 257.5 | [7 empty] | 2009
56971 | WECC | Oregon Trail Windfarm LLC | 56802 | Echo 1 | 45.7122 | -119.4044 | 28821 Madison Road | Echo | OR | 97826 | Umatilla | WECC | PACW | PacifiCorp - West | Wind | Onshore Wind Turbine | 1 | 1 | 9.9 | 9.9 | 9.9 | NR | IPP Non-CHP | 69 | Q | HINKLE_NODET | 6 | Vestas | 262.4 | [7 empty] | 2009
56972 | WECC | Pacific Canyon Windfarm LLC | 56802 | Echo 1 | 45.6542 | -119.4869 | 28821 Madison Road | Echo | OR | 97826 | Morrow | WECC | PACW | PacifiCorp - West | Wind | Onshore Wind Turbine | 1 | 1 | 8.3 | 8.3 | 8.3 | NR | IPP Non-CHP | 69 | Q | HINKLE_NODET | 5 | Vestas | 262.4 | [7 empty] | 2009
56973 | WECC | Sand Ranch Windfarm LLC | 56802 | Echo 1 | 45.6447 | -119.4767 | 28821 Madison Road | Echo | OR | 97826 | Morrow | WECC | PACW | PacifiCorp - West | Wind | Onshore Wind Turbine | 1 | 1 | 9.9 | 9.9 | 9.9 | NR | IPP Non-CHP | 69 | Q | HINKLE_NODET | 6 | Vestas | 262.4 | [7 empty] | 2009
56974 | WECC | Wagon Trail LLC | 65187 | Odessa Energy Services LLC | 45.6531 | -119.4625 | 28821 Madison Road | Echo | OR | 97826 | Morrow | WECC | PACW | PacifiCorp - West | Wind | Onshore Wind Turbine | 1 | 1 | 3.3 | 3.3 | 3.3 | NR | IPP Non-CHP | 69 | Q | HINKLE_NODET | 2 | Vestas | 262.4 | [7 empty] | 2009
56975 | WECC | Ward Butte Windfarm LLC | 56802 | Echo 1 | 45.6967 | -119.4097 | 28821 Madison Road | Echo | OR | 97826 | Umatilla | WECC | PACW | PacifiCorp - West | Wind | Onshore Wind Turbine | 1 | 1 | 6.6 | 6.6 | 6.6 | NR | IPP Non-CHP | 69 | Q | HINKLE_NODET | 4 | Vestas | 262.4 | [7 empty] | 2009
56980 | PJM | Stony Creek Wind Farm LLC | 56215 | Big Sky Wind, LLC | 40.0311 | -78.8153 | 1139 Imgrund Mountain Rd. | Berlin | PA | 15926 | Somerset | RFC | PJM | PJM Interconnection, LLC | Wind | Onshore Wind Turbine | 1 | 1 | 52.5 | 52.5 | 52.5 | NR | IPP Non-CHP | 115 | Q | SCWF | 35 | GE | 262.4 | [7 empty] | 2009
56982 | WECC | NGP Blue Mountain I LLC | 56249 | NGP Blue Mountain I LLC | 40.9961 | -118.1414 | 15250 Blue Mountain Road | Winnemucca | NV | 89445 | Humboldt | WECC | NEVP | Nevada Power Company | Other | Geothermal | 3 | BM1; BM2; BM3 | 63.9 | 39 | 42.9 | NR | IPP Non-CHP | 120 | Q | [11 empty] | 2009
56985 | SPP | Smoky Hills Wind Project Phase II | 56285 | Smoky Hills Wind Project II LLC | 38.8927 | -98.1689 | 223 North Hwy 14 | Lincoln | KS | 67455 | Lincoln | MRO | SWPP | Southwest Power Pool | Wind | Onshore Wind Turbine | 1 | SMKII | 148.5 | 148.5 | 148.5 | NR | IPP Non-CHP | 230 | Q |  | 99 | GE | 264 | [7 empty] | 2009
56993 | PJM | MF Mesa Lane LLC | 56284 | MF Mesa Lane LLC | 40.1483 | -74.7772 | 1121 Bordentown Rd | Morrisville | PA | 19067 | Bucks | RFC | PJM | PJM Interconnection, LLC | Solar | Solar Photovoltaic | 1 | MESA | 3 | 3 | 3 | NR | IPP Non-CHP | 466 | Q |  |  |  |  | 3.1 | [6 empty] | 2008
56994 | MISO | Grand Meadow | 13781 | Northern States Power Co - Minnesota | 43.7189 | -92.705 | 228 Industrial Park | Dexter | MN | 55926 | Mower | MRO | MISO | Midcontinent Independent Transmission System Operator, Inc.. | Wind | Onshore Wind Turbine | 1 | WND67 | 100.5 | 100 | 100 | RE | Electric Utility | 161 | I | NSP GDMNSP GDMEADOW_UNIT | 67 | GE | 262 | [7 empty] | 2008
56997 | WECC | Arrowrock Hydroelectric Project | 1932 | Boise-Kuna Irrigation District | 43.595 | -115.9233 | Hwy 21 & Arrowrock Rd | Boise | ID | 83716 | Elmore | WECC | IPCO | Idaho Power Company | Other | Conventional Hydroelectric | 2 | 1; 2 | 15 | 16 | 16 | NR | IPP Non-CHP | 34.5 | P | [11 empty] | 2010
56998 | WECC | Pueblo Airport Generating Station | 56771 | Black Hills Service Company LLC | 38.3208 | -104.5264 | 4000 North 27th Lane | Pueblo | CO | 81001 | Pueblo | WECC | PSCO | Public Service Company of Colorado | Natural Gas | Natural Gas Fired Combined Cycle; Natural Gas Fired Combustion Turbine | 9 | 4; 43; 5; 53; 6; 7; CT08; GT1; GT2 | 440 | 408 | 408 | NR | IPP Non-CHP | 115 | Q | [11 empty] | 2012
57001 | WECC | El Cajon Energy Center | 20323 | Wellhead Services, Inc | 32.7961 | -116.9721 | 222 N. Johnson Ave. | El Cajon | CA | 92020 | San Diego | WECC | CISO | California Independent System Operator | Natural Gas | Natural Gas Fired Combustion Turbine | 1 | GEN1 | 60.5 | 60.5 | 60.5 | NR | IPP Non-CHP | 69 | Q | [11 empty] | 2010
57004 | WECC | SunEdison Walgreens Moreno Valley | 56294 | SunE WG113 Moreno Valley LLC | 33.8672 | -117.23 | 17500 Perris Blvd | Moreno Valley | CA | 92551 | Riverside | WECC | CISO | California Independent System Operator | Solar | Solar Photovoltaic | 1 | 1 | 1 | 0.9 | 0.9 | NR | IPP Non-CHP | 12 | Q |  |  |  |  | 1.2 | Y | [5 empty] | 2007
57005 | WECC | Mariani Packing Vacaville Solar | 56431 | SunE U6 Holdings LLC | 38.4001 | -121.9637 | 500 Crocker Dr. | Vacaville | CA | 95688 | Solano | WECC | CISO | California Independent System Operator | Solar | Solar Photovoltaic | 1 | 1 | 1 | 0.9 | 0.9 | NR | IPP Non-CHP | 12 | Q |  |  |  |  | 1.1 | Y | [5 empty] | 2008
57006 | WECC | Walgreens Woodland Distribution Center | 56296 | SunE WG45 Woodland LLC | 38.6749 | -121.7134 | 2370 East Main Street | Woodland | CA | 95776 | Yolo | WECC | CISO | California Independent System Operator | Solar | Solar Photovoltaic | 1 | 1 | 1 | 0.9 | 0.9 | NR | IPP Non-CHP | 0.48 | Q |  |  |  |  | 1.2 | Y | [5 empty] | 2007
57007 | WECC | SunEdison Ironwood State Prison | 56297 | SunE CPA CDC2 LLC | 33.5673 | -114.918 | 19005 Wileys Well Road | Blythe | CA | 92225 | Riverside | WECC | CISO | California Independent System Operator | Solar | Solar Photovoltaic | 1 | 1 | 1 | 0.9 | 0.9 | NR | IPP Non-CHP | 12 | Q |  |  |  |  | 1.2 | Y | [5 empty] | 2008
57008 | WECC | SunEdison Procter & Gamble Oxnard | 56431 | SunE U6 Holdings LLC | 34.2089 | -119.13 | 800 N. Rice Ave. | Oxnard | CA | 95826 | Ventura | WECC | CISO | California Independent System Operator | Solar | Solar Photovoltaic | 1 | 1 | 1 | 0.8 | 0.8 | NR | IPP Non-CHP | 12.47 | Q |  |  |  |  | 1.1 | [6 empty] | 2009
57009 | WECC | Kohls San Bernardino Solar Facility | 65923 | SunE WF3 KHL A Holdings, LLC | 34.0947 | -117.2668 | 890 East Mill St | San Bernardino | CA | 92408 | San Bernardino | WECC | CISO | California Independent System Operator | Solar | Solar Photovoltaic | 1 | 1 | 1 | 0.9 | 0.9 | NR | IPP Non-CHP | 0.48 | Q |  |  |  |  | 1.2 | Y | [5 empty] | 2007
57010 | WECC | SunEdison Anheuser Busch Fairfield | 56434 | SunE M5 Holdings LLC | 38.2321 | -122.0927 | I-80 and Hale Rd. | Fairfield | CA | 94534 | Solano | WECC | CISO | California Independent System Operator | Solar | Solar Photovoltaic | 1 | 1 | 1 | 0.9 | 0.9 | NR | IPP Non-CHP | 12.47 | Q |  |  |  |  | 1.1 | Y | [5 empty] | 2008
57011 | WECC | Chuckawalla Valley State Prison | 56302 | SunE CPA CDC1 LLC | 33.5653 | -114.9036 | 19025 Wileys Well Road | Blythe | CA | 92225 | Riverside | WECC | CISO | California Independent System Operator | Solar | Solar Photovoltaic | 1 | 1 | 1 | 0.9 | 0.9 | NR | IPP Non-CHP | 12.47 | Q |  |  |  |  | 1.2 | [6 empty] | 2006
57012 | WECC | SunEdison Walmart Apple Valley DC | 56434 | SunE M5 Holdings LLC | 34.5975 | -117.2 | 21101 Johnson Rd | Apple Valley | CA | 92307 | San Bernardino | WECC | CISO | California Independent System Operator | Solar | Solar Photovoltaic | 1 | 1 | 1 | 0.9 | 0.9 | NR | IPP Non-CHP | 12 | Q |  |  |  |  | 1.1 | Y | [5 empty] | 2009
57014 | PJM | Waste Management Arden LFGTE | 54842 | WM Renewable Energy LLC | 40.2058 | -80.2611 | Arden Station Road | Washington | PA | 15301 | Washington | RFC | PJM | PJM Interconnection, LLC | Other | Landfill Gas | 6 | GEN1; GEN2; GEN3; GEN4; GEN5; GEN6 | 4.8 | 4.8 | 4.8 | NR | IPP Non-CHP | 25 | IND | pnode: 53049041 | [10 empty] | 2009
57015 | WECC | Waste Management Columbia Ridge LFGTE | 54842 | WM Renewable Energy LLC | 45.5739 | -120.2969 | 18177 Cedar Springs Lane | Arlington | OR | 97812 | Gilliam | WECC | BPAT | Bonneville Power Administration | Other | Landfill Gas | 12 | GEN1; GEN10; GEN11; GEN12; GEN2; GEN3; GEN4; GEN5; GEN6; GEN7; GEN8; GEN9 | 12.8 | 12.8 | 12.8 | NR | IPP Non-CHP | 115 | IND | BPA | [10 empty] | 2009
57017 | MISO | Spruce Ridge Gas Recovery | 54842 | WM Renewable Energy LLC | 44.8158 | -94.2489 | 12755 137th Street | Glencoe | MN | 55336 | McLeod | MRO | MISO | Midcontinent Independent Transmission System Operator, Inc.. | Other | Landfill Gas | 4 | GEN1; GEN2; GEN3; GEN4 | 3.2 | 3.2 | 3.2 | NR | IPP Non-CHP | 13 | IND | City of Glencoe | [10 empty] | 2008
57018 | PJM | Waste Management Middle Peninsula LFGTE | 54842 | WM Renewable Energy LLC | 37.5197 | -76.6245 | 3714 Waste Management Way | Glenns | VA | 23149 | Middlesex | SERC | PJM | PJM Interconnection, LLC | Other | Landfill Gas | 8 | GEN1; GEN2; GEN3; GEN4; GEN5; GEN6; GEN7; GEN8 | 6.4 | 6.4 | 6.4 | NR | IPP Non-CHP | 37 | IND | PNODE74008741 | [10 empty] | 2009
57019 | WECC | Riverbend Landfill | 54842 | WM Renewable Energy LLC | 45.1672 | -123.2511 | 13469 SW Highway 18 | McMinnville | OR | 97128 | Yamhill | WECC | BPAT | Bonneville Power Administration | Other | Landfill Gas | 6 | GEN1; GEN2; GEN3; GEN4; GEN5; GEN6 | 4.8 | 4.8 | 4.8 | NR | IPP Non-CHP | 13 | IND | BPA | [10 empty] | 2010
57022 | PJM | Waste Management King George LFGTE | 54842 | WM Renewable Energy LLC | 38.2747 | -77.3081 | 10376 Bullock Road | King George | VA | 22485 | King George | SERC | PJM | PJM Interconnection, LLC | Other | Landfill Gas | 4 | GEN1; GEN2; GEN3; GEN4 | 13.2 | 11.3 | 12.9 | NR | IPP Non-CHP | 37 | IND | PNODE74008741 | [10 empty] | 2010
57023 | SPP | Waste Management Rolling Meadows LFGTE | 54842 | WM Renewable Energy LLC | 39.1746 | -95.7311 | 7351 NW Hoghway 75 | Topeka | KS | 66618 | Shawnee | MRO | SWPP | Southwest Power Pool | Other | Landfill Gas | 7 | GEN1; GEN2; GEN3; GEN4; GEN5; GEN6; GEN7 | 5.6 | 5.6 | 5.6 | NR | IPP Non-CHP | 12 | IND | WESTAR | [10 empty] | 2010
57024 | MISO | Waste Management Northern Oaks LFGTE | 54842 | WM Renewable Energy LLC | 43.9906 | -84.8003 | 513 North Country Farm Road | Harrison | MI | 48625 | Clare | RFC | MISO | Midcontinent Independent Transmission System Operator, Inc.. | Other | Landfill Gas | 1 | GEN1 | 1.6 | 1.6 | 1.6 | NR | IPP Non-CHP | 13 | IND | Zonal | [10 empty] | 2010
57025 | MISO | Waste Management Eco Vista LFGTE | 54842 | WM Renewable Energy LLC | 36.1408 | -94.2597 | 2210 Waste Managment Drive | Springdale | AR | 72762 | Washington | SERC | MISO | Midcontinent Independent Transmission System Operator, Inc.. | Other | Landfill Gas | 5 | GEN1; GEN2; GEN3; GEN4; GEN5 | 4 | 4 | 4 | NR | IPP Non-CHP | 13 | IND | OZARK ELECTRIC COOP | [10 empty] | 2010
57027 | WECC | Canyon Power Plant | 590 | City of Anaheim - (CA) | 33.8581 | -117.8617 | 3071 East Miraloma Ave. | Anaheim | CA | 92806 | Orange | WECC | CISO | California Independent System Operator | Natural Gas | Natural Gas Fired Combustion Turbine | 4 | CPP1; CPP2; CPP3; CPP4 | 200 | 194.8 | 194.8 | RE | Electric Utility | 69 | M | [11 empty] | 2011
57028 | WECC | Langley Gulch Power Plant | 9191 | Idaho Power Co | 43.9044 | -116.8197 | Interstate 84 and Highway 30 | New Plymouth | ID | 83655 | Payette | WECC | IPCO | Idaho Power Company | Natural Gas | Natural Gas Fired Combined Cycle | 2 | GTG; STG | 318.5 | 305.43 | 301.63 | RE | Electric Utility | 230 | I | LGPR_2_G011_G012-APND | [10 empty] | 2012
57031 | MISO | Luverne Wind Energy Center | 14232 | Otter Tail Power Co | 47.3272 | -97.8975 | 12310 20th St. NE | Luverne | ND | 58056 | Steele | MRO | MISO | Midcontinent Independent Transmission System Operator, Inc.. | Wind | Onshore Wind Turbine | 1 | 1 | 49.5 | 49.5 | 49.5 | RE | Electric Utility | 230 | I | OTP.MPWR | 33 | GE | 260 | [7 empty] | 2009
57032 | MISO | Ashtabula Wind Energy Center | 14232 | Otter Tail Power Co | 47.1244 | -97.8961 | 12431 6th St. NE | Luverne | ND | 58056 | Barnes | MRO | MISO | Midcontinent Independent Transmission System Operator, Inc.. | Wind | Onshore Wind Turbine | 1 | 1 | 48 | 48 | 48 | RE | Electric Utility | 230 | I | OTP.ASHTABULA | 32 | GE | 260 | [7 empty] | 2008
57033 | MISO | Langdon Wind Energy Center | 14232 | Otter Tail Power Co | 48.6303 | -98.3169 | 817 3rd Street | Langdon | ND | 58249 | Cavalier | MRO | MISO | Midcontinent Independent Transmission System Operator, Inc.. | Wind | Onshore Wind Turbine | 1 | 1 | 40.5 | 40.5 | 40.5 | RE | Electric Utility | 115 | I | OTP.LANGDN1 | 27 | GE | 260 | [7 empty] | 2007
57034 | MISO | Willmar Municipal East Substation | 20737 | Willmar Municipal Utilities | 45.1272 | -95.025 | 1214 High Ave NE | Willmar | MN | 56209 | Kandiyohi | MRO | MISO | Midcontinent Independent Transmission System Operator, Inc.. | Petroleum | Petroleum Liquids | 3 | E04; E05; E06 | 6 | 6 | 6 | RE | Electric Utility | 12.47 | M | [11 empty] | 2000
57035 | MISO | Willmar Municipal SW Substation | 20737 | Willmar Municipal Utilities | 45.105 | -95.0844 | 1920 30th St SW | Willmar | MN | 56209 | Kandiyohi | MRO | MISO | Midcontinent Independent Transmission System Operator, Inc.. | Petroleum | Petroleum Liquids | 3 | SW01; SW02; SW03 | 6 | 6 | 6 | RE | Electric Utility | 12.47 | M | [11 empty] | 2000
57038 | MISO | Bison I Wind Energy Center | 12647 | ALLETE, Inc. | 46.98 | -101.5547 | 5198 30th St | New Salem | ND | 58563 | Morton | MRO | MISO | Midcontinent Independent Transmission System Operator, Inc.. | Wind | Onshore Wind Turbine | 2 | PHS1; PHS2 | 81.8 | 81.8 | 81.8 | RE | Electric Utility | 230 | I | MP.BISON1 | 31 | Siemens | 262.4 | [7 empty] | 2010
57039 | WECC | McFadden Ridge | 14354 | PacifiCorp | 41.7244 | -105.9906 | 700 Wyoming Highway 13 | Rock River | WY | 82637 | Albany | WECC | PACE | PacifiCorp - East | Wind | Onshore Wind Turbine | 1 | 1 | 35.2 | 28.8 | 28.5 | RE | Electric Utility | 230 | I |  | 19 | GE | 262 | [7 empty] | 2009
57040 | WECC | High Plains | 14354 | PacifiCorp | 41.6751 | -106.0111 | 700 Highway 13 | Rock River | WY | 82083 | Albany | WECC | PACE | PacifiCorp - East | Wind | Onshore Wind Turbine | 1 | 1 | 122.1 | 99 | 99 | RE | Electric Utility | 230 | I |  | 66 | GE | 262 | [7 empty] | 2009
57041 | WECC | Vaca Dixon Solar Station | 14328 | Pacific Gas & Electric Co. | 38.4106 | -121.9264 | 5138 Midway Road | Vacaville | CA | 95688 | Solano | WECC | CISO | California Independent System Operator | Solar | Solar Photovoltaic | 1 | 1 | 2 | 2 | 2 | RE | Electric Utility | 12 | I | VACADIX_1_GN001 |  |  |  | 2.6 | [6 empty] | 2009
57044 | PJM | Armenia Mountain Wind Farm | 59496 | ALLETE Clean Energy | 41.7619 | -76.8553 | 2806 Mountain Ridge Road | Mainesburg | PA | 16932 | Tioga | RFC | PJM | PJM Interconnection, LLC | Wind | Onshore Wind Turbine | 1 | 1 | 100.5 | 100.5 | 100.5 | NR | IPP Non-CHP | 115 | Q |  | 67 | GE | 262 | [7 empty] | 2009
57045 | SPP | Rolling Thunder Wind Farm Hybrid | 55963 | AE Power Services LLC | 44.4778 | -99.1339 | 606 West 14th Street | Miller | SD | 57362 | Hand | MRO | SWPP | Southwest Power Pool | Mixed | Onshore Wind Turbine; Batteries | 2 | 1; 2 | 25.8 | 25.8 | 25.8 | NR | IPP Non-CHP | 69 | Q |  | 10 | Clipper | 262.4 |  |  |  | 0.8 | 0.3 | 0.3 | LIB | 2009
57046 | SPP | Archer Daniels Midland Columbus | 772 | Archer Daniels Midland Co | 41.4164 | -97.2863 | 3000 East 8th Street | Columbus | NE | 68601 | Platte | MRO | SWPP | Southwest Power Pool | Coal | Conventional Steam Coal | 1 | GEN1 | 71.4 | 61 | 61 | NR | Industrial CHP | 115 | IND | Sales to Utility only | [10 empty] | 2010
57047 | MISO | Nobles Wind Project | 13781 | Northern States Power Co - Minnesota | 43.7036 | -95.7131 | 19469 McCall Ave | Reading | MN | 56165 | Nobles | MRO | MISO | Midcontinent Independent Transmission System Operator, Inc.. | Wind | Onshore Wind Turbine | 1 | 1 | 201 | 200 | 200 | RE | Electric Utility | 34.5 | I | NSP NOBLES NOBLES_CWS1 | 134 | GE | 262 | [7 empty] | 2010
57048 | MISO | Merricourt Wind Energy Center | 14232 | Otter Tail Power Co | 46.1075 | -99.0592 | 6510 88Th St. SE | Kulm | ND | 58456 | McIntosh | MRO | MISO | Midcontinent Independent Transmission System Operator, Inc.. | Wind | Onshore Wind Turbine | 1 | 1 | 150 | 150 | 150 | RE | Electric Utility | 230 | I | MDU.MERICOURT | 75 | Vestas | 260 | [7 empty] | 2020
57049 | WECC | NaturEner Glacier Wind Energy 1 | 56365 | NaturEner Glacier Wind Energy 1 LLC | 48.51 | -112.1097 | 1321 Hjartarson Road | Ethridge | MT | 59435 | Toole | WECC | GWA | NaturEner Power Watch, LLC (GWA) | Wind | Onshore Wind Turbine | 1 | NGW1 | 106.5 | 104.2 | 104.2 | NR | IPP Non-CHP | 115 | Q |  | 71 | Acciona | 262 | [7 empty] | 2008
57050 | WECC | NaturEner Glacier Wind Energy 2 | 56366 | NaturEner Glacier Wind Energy 2 LLC | 48.5333 | -112.1847 | 1321 Hjartarson Road | Ethridge | MT | 59435 | Toole | WECC | GWA | NaturEner Power Watch, LLC (GWA) | Wind | Onshore Wind Turbine | 1 | NGW2 | 103.5 | 101.4 | 101.4 | NR | IPP Non-CHP | 115 | Q |  | 69 | Acciona | 262 | [7 empty] | 2009
57069 | MISO | Twin Cities Hydro LLC | 56353 | Twin Cities Hydro LLC | 44.9156 | -93.1994 | 965 S. Mississippi River Blvd | St. Paul | MN | 55116 | Ramsey | MRO | MISO | Midcontinent Independent Transmission System Operator, Inc.. | Other | Conventional Hydroelectric | 4 | 1; 2; 3; 4 | 18 | 18 | 18 | NR | IPP Non-CHP | 13.8 | Q | NSP.MERPK1 | [10 empty] | 1924
57072 | MISO | Granite City Works | 56364 | United States Steel Granite City Works | 38.6972 | -90.1283 | 1951 State Street | Granite City | IL | 62040 | Madison | SERC | MISO | Midcontinent Independent Transmission System Operator, Inc.. | Other | All Other | 1 | G-1 | 78 | 78 | 78 | NR | Industrial CHP | 69 | IND | [11 empty] | 2010
57073 | WECC | Ivanpah 2 | 57499 | NRG Energy Services | 35.5561 | -115.4686 | 100302 Yates Well Road | Nipton | CA | 92364 | San Bernardino | WECC | CISO | California Independent System Operator | Solar | Solar Thermal without Energy Storage | 1 | ST1 | 133.4 | 133.4 | 133.4 | NR | IPP Non-CHP | 115 | COM | [11 empty] | 2013
57074 | WECC | Ivanpah 1 | 57499 | NRG Energy Services | 35.5331 | -115.4525 | 100302 Yates Well Road | Nipton | CA | 92364 | San Bernardino | WECC | CISO | California Independent System Operator | Solar | Solar Thermal without Energy Storage | 1 | ST1 | 126 | 126 | 126 | NR | IPP Non-CHP | 115 | COM | [11 empty] | 2013
57075 | WECC | Ivanpah 3 | 57499 | NRG Energy Services | 35.5808 | -115.4825 | 100302 Yates Well Road | Nipton | CA | 92364 | San Bernardino | WECC | CISO | California Independent System Operator | Solar | Solar Thermal without Energy Storage | 1 | ST1 | 133.4 | 133.4 | 133.4 | NR | IPP Non-CHP | 115 | COM | [11 empty] | 2013
57079 | WECC | Milford Wind Corridor I LLC | 65908 | Milford Wind Corridor Phase I, LLC (Longroad) | 38.5357 | -112.935 | 2390 East First Wind Rd | Milford | UT | 84751 | Beaver | WECC | LDWP | Los Angeles Department of Water and Power | Wind | Onshore Wind Turbine | 1 | 1 | 203.5 | 203.5 | 203.5 | NR | IPP Non-CHP | 345 | Q |  | 97 | GE | 262.4 | [7 empty] | 2009
57081 | PJM | Calpine Vineland Solar LLC | 56610 | Calpine Vineland Solar LLC | 39.4636 | -75.0667 | 1776 S. Mill Rd. | Vineland | NJ | 8360 | Cumberland | RFC | PJM | PJM Interconnection, LLC | Solar | Solar Photovoltaic | 2 | CVS1; CVS2 | 4.1 | 4.1 | 4.1 | NR | IPP Non-CHP | 13.8 | Q |  |  |  |  | 4.3 | [6 empty] | 2009
57090 | WECC | Campbell Hill Windpower | 65411 | Duke Energy Renewables Services | 43.0145 | -105.999 | 1068 Cole Creek Road | Glenrock | WY | 82637 | Converse | WECC | PACE | PacifiCorp - East | Wind | Onshore Wind Turbine | 1 | CHWF | 99 | 99 | 99 | NR | IPP Non-CHP | 230 | Q |  | 66 | GE | 272 | [7 empty] | 2009
57091 | WECC | Silver Sage Windpower | 65411 | Duke Energy Renewables Services | 41.1297 | -105.024 | 1425 Happy Jack Rd. | Cheyenne | WY | 82009 | Laramie | WECC | WAUW | Western Area Power Administration UGP West | Wind | Onshore Wind Turbine | 1 | SSW01 | 42 | 42 | 42 | NR | IPP Non-CHP | 115 | Q |  | 20 | Suzlon | 272 | [7 empty] | 2009
57093 | WECC | Casper Wind Farm | 56394 | Chevron USA | 42.8847 | -106.2214 | 3131 Sunburst Drive | Evansville | WY | 82636 | Natrona | WECC | PACE | PacifiCorp - East | Wind | Onshore Wind Turbine | 1 | CWGT | 17 | 17 | 17 | NR | IPP Non-CHP | 115 | IND |  | 11 | GE | 262.5 | [7 empty] | 2009
57094 | PJM | Streator Cayuga Ridge South | 15399 | Avangrid Power LLC | 40.9969 | -88.49 | 25482 E 2300 North Road | Odell | IL | 60460 | Livingston | RFC | PJM | PJM Interconnection, LLC | Wind | Onshore Wind Turbine | 1 | 1 | 300 | 300 | 300 | NR | IPP Non-CHP | 34 | Q |  | 150 | Gamesa | 256 | [7 empty] | 2010
57096 | WECC | Star Point Wind Project LLC | 15399 | Avangrid Power LLC | 45.51 | -120.48 | 98100 Baseline Lane | Wasco | OR | 97065 | Sherman | WECC | AVRN | Avangrid Renewables LLC | Wind | Onshore Wind Turbine | 1 | 1 | 98.7 | 98.7 | 98.7 | NR | IPP Non-CHP | 32.3 | Q |  | 47 | Suzlon | 259 | [7 empty] | 2010
57097 | MISO | Rugby Wind Power Project | 15399 | Avangrid Power LLC | 48.4968 | -99.9513 | 3212 74th Street NE | Barton | ND | 58384 | Pierce | MRO | MISO | Midcontinent Independent Transmission System Operator, Inc.. | Wind | Onshore Wind Turbine | 1 | 1 | 149 | 149 | 149 | NR | IPP Non-CHP | 39 | Q |  | 71 | Suzlon | 259 | [7 empty] | 2009
57098 | WECC | Dry Lake Wind LLC | 15399 | Avangrid Power LLC | 34.6596 | -110.2842 | 533 SR 377 | Heber | AZ | 85928 | Navajo | WECC | SRP | Salt River Project | Wind | Onshore Wind Turbine | 1 | 1 | 63 | 63 | 63 | NR | IPP Non-CHP | 24 | Q |  | 30 | Suzlon | 259 | [7 empty] | 2009
57100 | WECC | Santa Maria LFG Power Plant | 56396 | J&A-Santa Maria LLC | 34.9537 | -120.4142 | 1400 East Church Street | Santa Maria | CA | 93454 | Santa Barbara | WECC | CISO | California Independent System Operator | Other | Landfill Gas | 1 | EN01 | 1.1 | 1 | 1 | NR | IPP CHP | 12 | Q | [11 empty] | 2008
57101 | WECC | J&A-Santa Maria II LLC | 56397 | J&A-Santa Maria II LLC | 34.9494 | -120.3803 | 2065 East Main Street | Santa Maria | CA | 93454 | Santa Barbara | WECC | CISO | California Independent System Operator | Other | Landfill Gas | 1 | 1 | 1.4 | 1.4 | 1.4 | NR | IPP CHP | 12 | Q | [11 empty] | 2010
57102 | WECC | Whittier LFG Power Plant #1 | 56395 | J&A-Whittier LLC | 33.9716 | -118.0481 | 12442 Putnam Street | Whittier | CA | 90602 | Los Angeles | WECC | CISO | California Independent System Operator | Other | Landfill Gas | 2 | EN01; EN02 | 2.2 | 2 | 2 | NR | IPP CHP | 12.47 | Q | [11 empty] | 2006
57106 | SPP | Mesalands Comm College Wind Turbine | 56410 | Mesalands Community College | 35.17 | -103.74 | 911 South Tenth Street | Tucumcari | NM | 88401 | Quay | MRO | SWPP | Southwest Power Pool | Wind | Onshore Wind Turbine | 1 | 1 | 1.5 | 1.5 | 1.5 | NR | Commercial Non-CHP | 12.47 | S |  | 1 | GE | 262 | [7 empty] | 2008
57107 | WECC | Milford Wind Corridor Stage II LLC | 56409 | Milford Wind Corridor Stage II LLC | 38.5852 | -112.931 | 2390 East First Wind Road | Milford | UT | 84751 | Beaver | WECC | LDWP | Los Angeles Department of Water and Power | Wind | Onshore Wind Turbine | 1 | 1 | 102 | 102 | 102 | NR | IPP Non-CHP | 345 | Q |  | 68 | GE | 262 | [7 empty] | 2011
57108 | SPP | Blue Canyon Windpower V LLC | 56416 | Blue Canyon Windpower V LLC | 34.8217 | -98.4525 | Hwy. 277 at Hwy. 281 | Carnegie | OK | 57015 | Caddo | MRO | SWPP | Southwest Power Pool | Wind | Onshore Wind Turbine | 1 | GEN 1 | 99 | 99 | 99 | NR | IPP Non-CHP | 138 | Q |  | 66 | GE | 262 | [7 empty] | 2009
57109 | PJM | Meadow Lake Wind Farm LLC | 56417 | Meadow Lake Wind Farm LLC | 40.6275 | -86.935 | IH-65 at Hwy. 43 | Lafayette | IN | 49707 | White | RFC | PJM | PJM Interconnection, LLC | Wind | Onshore Wind Turbine | 1 | GEN 1 | 199.7 | 199.7 | 199.7 | NR | IPP Non-CHP | 345 | Q |  | 121 | Vestas | 262 | [7 empty] | 2009
57110 | PJM | Blackstone Wind Farm LLC | 56418 | Blackstone Wind Farm LLC | 41.1508 | -88.6233 | 111 Watters Dr | Ransom | IL | 60420 | Livingston | RFC | PJM | PJM Interconnection, LLC | Wind | Onshore Wind Turbine | 1 | GEN 1 | 106 | 106 | 106 | NR | IPP Non-CHP | 345 | Q |  | 68 | GE | 262 | [7 empty] | 2009
57111 | MISO | Lost Lakes Wind Farm LLC | 56419 | Lost Lakes Wind Farm LLC | 43.3456 | -95.3233 | 1481 135th Ave | Lake Park | IA | 51347 | Dickinson | MRO | MISO | Midcontinent Independent Transmission System Operator, Inc.. | Wind | Onshore Wind Turbine | 1 | GEN 1 | 100 | 100 | 100 | NR | IPP Non-CHP | 161 | Q |  | 61 | Vestas | 262 | [7 empty] | 2009
57112 | PJM | Meadow Lake Wind Farm II LLC | 56420 | Meadow Lake Wind Farm II LLC | 40.6431 | -87.0242 | IH-65 at Hwy. 43 | Lafayette | IN | 49707 | White | RFC | PJM | PJM Interconnection, LLC | Wind | Onshore Wind Turbine | 1 | GEN1 | 102.3 | 102.3 | 102.3 | NR | IPP Non-CHP | 345 | Q |  | 66 | Acciona | 262.4 | [7 empty] | 2010
57113 | PJM | Blackstone Wind Farm II LLC | 56421 | Blackstone Wind Farm II LLC | 41.1406 | -88.53 | 111 Watters Dr | Dwight | IL | 60420 | Livingston | RFC | PJM | PJM Interconnection, LLC | Wind | Onshore Wind Turbine | 1 | GEN 1 | 200 | 200 | 200 | NR | IPP Non-CHP | 345 | Q |  | 132 | GE | 262 | [7 empty] | 2010
57115 | PJM | Meadow Lake Wind Farm III LLC | 56423 | Meadow Lake Wind Farm III LLC | 40.5986 | -87.0194 | IH-65 at Hwy. 43 | Lafayette | IN | 49707 | White | RFC | PJM | PJM Interconnection, LLC | Wind | Onshore Wind Turbine | 1 | GEN 1 | 103.5 | 103.5 | 103.5 | NR | IPP Non-CHP | 345 | Q |  | 69 | GE | 262 | [7 empty] | 2010
57116 | MISO | Quilt Block Wind Farm LLC | 56424 | Quilt Block Wind Farm LLC | 42.6733 | -90.2653 | 340 Donahoe Drive | Darlington | WI | 53530 | Lafayette | MRO | MISO | Midcontinent Independent Transmission System Operator, Inc.. | Wind | Onshore Wind Turbine | 1 | GEN 1 | 98 | 98 | 98 | NR | IPP Non-CHP | 138 | Q |  | 49 | Vestas | 311 | [7 empty] | 2017
57118 | SPP | Greensburg | 56246 | Greensburg Wind Farm, LLC | 37.5499 | -99.3444 | 11277 25th Ave | Greensburg | KS | 67054 | Kiowa | MRO | SWPP | Southwest Power Pool | Wind | Onshore Wind Turbine | 1 | GEN 1 | 12.5 | 12.5 | 12.5 | NR | IPP Non-CHP | 34.5 | Q | MKEC_KPP_GBURG | 10 | Suzlon | 244.4 | [7 empty] | 2010
57119 | MISO | Koda Biomass Plant | 56413 | Koda Energy LLC | 44.7956 | -93.5386 | 975 3rd Avenue West | Shakopee | MN | 55379 | Scott | MRO | MISO | Midcontinent Independent Transmission System Operator, Inc.. | Other | Other Waste Biomass | 1 | 2222 | 23.4 | 20.3 | 20.3 | NR | IPP CHP | 69 | Q | MISO | [10 empty] | 2009
57120 | MISO | Wilton Wind II LLC | 56415 | Wilton Wind II LLC | 47.1333 | -100.7011 | 5120 279th Ave NE | Wilton | ND | 58579 | Burleigh | MRO | MISO | Midcontinent Independent Transmission System Operator, Inc.. | Wind | Onshore Wind Turbine | 1 | 1 | 49.5 | 49.5 | 49.5 | NR | IPP Non-CHP | 230 | Q |  | 33 | GE | 262.5 | [7 empty] | 2009
57121 | MISO | Ashtabula Wind II LLC | 56414 | Ashtabula Wind II LLC | 47.2924 | -97.9317 | 12306 20th Street NE | Luverne | ND | 58056 | Steele | MRO | MISO | Midcontinent Independent Transmission System Operator, Inc.. | Wind | Onshore Wind Turbine | 1 | 1 | 120 | 120 | 120 | NR | IPP Non-CHP | 240 | Q |  | 80 | GE | 262.5 | [7 empty] | 2009
57122 | WECC | UCI Facilities Management Central Plant | 56427 | University of California Irvine | 33.6481 | -117.8467 | West Peltason Dr., Bldg 902 | Irvine | CA | 92697 | Orange | WECC | CISO | California Independent System Operator | Natural Gas | Natural Gas Fired Combined Cycle | 2 | CTG1; STG1 | 19 | 19 | 19 | NR | Commercial CHP | 12 | S | [11 empty] | 2007
57124 | WECC | Payne's Ferry | 56592 | Idaho Wind Partners 1 LLC | 42.8253 | -115.0108 | 186 E 5700 N | Hagerman | ID | 83332 | Twin Falls | WECC | IPCO | Idaho Power Company | Wind | Onshore Wind Turbine | 1 | PFWP | 21 | 21 | 21 | NR | IPP Non-CHP | 138 | Q |  | 14 | GE | 262.4 | [7 empty] | 2010
57125 | WECC | Camp Reed | 56592 | Idaho Wind Partners 1 LLC | 42.8119 | -115.0489 | Sect 16 Township 7 Sth 12 E | Glenns Ferry | ID | 83332 | Elmore | WECC | IPCO | Idaho Power Company | Wind | Onshore Wind Turbine | 1 | CRWP | 22.5 | 22.5 | 22.5 | NR | IPP Non-CHP | 138 | Q |  | 15 | GE | 262.4 | [7 empty] | 2010
57126 | WECC | Yahoo Creek | 56592 | Idaho Wind Partners 1 LLC | 42.7708 | -114.9886 | Sect 1 Township 8 Sth 12 E | Hagerman | ID | 83332 | Twin Falls | WECC | IPCO | Idaho Power Company | Wind | Onshore Wind Turbine | 1 | YCWP | 21 | 21 | 21 | NR | IPP Non-CHP | 138 | Q |  | 14 | GE | 262.4 | [7 empty] | 2010
57131 | MISO | Stoney Corners Wind Farm | 64331 | DTE Sustainable Generation | 44.19 | -85.2983 | 10252 S. LaChance Road | McBain | MI | 49657 | Missaukee | RFC | MISO | Midcontinent Independent Transmission System Operator, Inc.. | Wind | Onshore Wind Turbine | 1 | SCWF1 | 60 | 59 | 59 | NR | IPP Non-CHP | 69 | I |  | 29 | Senvion | 320 | [7 empty] | 2009
57133 | WECC | G2 Energy Ostrom Road LLC | 56440 | G2 Energy LLC | 39.0728 | -121.3992 | 5900 Ostrom Rd | Wheatland | CA | 95692 | Yuba | WECC | CISO | California Independent System Operator | Other | Landfill Gas | 2 | 359; 361 | 3.5 | 3.3 | 3.3 | NR | IPP Non-CHP | 12.47 | Q | [11 empty] | 2009
57135 | PJM | Big Sky Wind LLC | 64499 | Big Sky Wind LLC | 41.5992 | -89.4561 | 911 Easy Road | Ohio | IL | 61349 | Bureau | RFC | PJM | PJM Interconnection, LLC | Wind | Onshore Wind Turbine | 1 | 1 | 239.4 | 239.4 | 239.4 | NR | IPP Non-CHP | 138 | Q |  | 109 | Vestas | 277.2 | [7 empty] | 2011
57136 | WECC | Tuana Springs | 56475 | Tuana Springs Energy, LLC | 42.8925 | -115.0164 | 6035 N 158 E Rd. | Hagerman | ID | 83301 | Twin Falls | WECC | IPCO | Idaho Power Company | Wind | Onshore Wind Turbine | 1 | 1 | 16.8 | 16.8 | 16.8 | NR | IPP Non-CHP | 138 | Q |  | 8 | Suzlon | 262.4 | [7 empty] | 2010
57137 | WECC | Eurus Combine Hills Turbine Ranch 2 | 56483 | Eurus Combine Hills II LLC | 45.943 | -118.591 | 84700 Whitewater Reservoir Rd | Milton Freewater | OR | 97862 | Umatilla | WECC | BPAT | Bonneville Power Administration | Wind | Onshore Wind Turbine | 1 | 1 | 66.1 | 62 | 62 | NR | IPP Non-CHP | 69 | Q |  | 63 | Mitsubishi | 226 | [7 empty] | 2010
57139 | PJM | Cambria Wind LLC | 66972 | Exus Pennsylvania Wind Holdings | 40.3042 | -78.6908 | 225 Substation Road | Sidman | PA | 15955 | Cambria | RFC | PJM | PJM Interconnection, LLC | Wind | Onshore Wind Turbine | 1 | 1 | 62.5 | 62.5 | 62.5 | NR | IPP Non-CHP | 115 | Q |  | 25 | Nordex | 262.4 | [7 empty] | 2009
57141 | WECC | RV CSU Power LLC | 56493 | RV CSU Power LLC | 40.5911 | -105.1459 | 3840 LaPorte Ave. | Fort Collins | CO | 80521 | Larimer | WECC | PSCO | Public Service Company of Colorado | Solar | Solar Photovoltaic | 1 | CSU1 | 1.9 | 1.9 | 1.9 | NR | Commercial Non-CHP | 13.2 | Q |  |  |  |  | 2 | Y | [5 empty] | 2009
57151 | PJM | Beech Ridge Energy LLC | 49893 | Invenergy Services LLC | 38.0878 | -80.4925 | 128 Coleman Rd. | Rupert | WV | 25984 | Greenbrier | RFC | PJM | PJM Interconnection, LLC | Wind | Onshore Wind Turbine | 1 | GEN1 | 100.5 | 100.5 | 100.5 | NR | IPP Non-CHP | 138 | Q | 83734403 GRASSYFA34.5 KV BEECHG1 | 67 | GE | 263 | [7 empty] | 2010
57152 | WECC | Harvest Wind Project | 56499 | Harvest Wind Project TIC | 45.8131 | -120.3475 | 1135 Dot Rd | Roosevelt | WA | 99356 | Klickitat | WECC | BPAT | Bonneville Power Administration | Wind | Onshore Wind Turbine | 1 | HWP1 | 98.9 | 98.9 | 98.9 | NR | IPP Non-CHP | 230 | Q |  | 43 | Siemens | 260 | [7 empty] | 2009
57159 | WECC | Windy Flats Wind Project | 56514 | Windy Flats Partners LLC | 45.7269 | -120.8339 | 24 Stringstreet Rd | Centerville | WA | 98613 | Klickitat | WECC | BPAT | Bonneville Power Administration | Wind | Onshore Wind Turbine | 1 | GEN1 | 262.2 | 262.2 | 262.2 | NR | IPP Non-CHP | 230 | Q |  | 114 | Siemens | 262.4 | [7 empty] | 2009
57163 | WECC | Calabasas Gas to Energy Facility | 11217 | Los Angeles County Sanitation | 34.1511 | -118.7236 | 5300 Lost Hills Rd | Agoura | CA | 91301 | Los Angeles | WECC | CISO | California Independent System Operator | Other | Landfill Gas | 2 | GEN1; GEN3 | 9.2 | 6.6 | 7.2 | NR | Commercial Non-CHP | 16 | P | [11 empty] | 2010
57166 | WECC | Waste Management Lockwood LFGTE | 54842 | WM Renewable Energy LLC | 39.4933 | -119.6203 | 2401 Canyon Way | Sparks | NV | 89434 | Washoe | WECC | NEVP | Nevada Power Company | Other | Landfill Gas | 2 | GEN1; GEN2 | 3.2 | 3.2 | 3.2 | NR | IPP Non-CHP | 25 | IND | NVE | [10 empty] | 2012
57170 | PJM | Suburban Landfill Gas Recovery | 54842 | WM Renewable Energy LLC | 39.9124 | -82.245 | 3415 Township Road 447 | Glenford | OH | 43739 | Perry | RFC | PJM | PJM Interconnection, LLC | Other | Landfill Gas | 7 | GEN1; GEN2; GEN3; GEN4; GEN5; GEN6; GEN7 | 5.6 | 5.6 | 5.6 | NR | IPP Non-CHP | 12.5 | IND | 045-019-029 | [10 empty] | 2011
57171 | MISO | Cedar Hills Wind Farm | 12199 | Montana-Dakota Utilities Co | 46.2456 | -103.7672 | HWY 12 | Rhame | ND | 58651 | Bowman | MRO | MISO | Midcontinent Independent Transmission System Operator, Inc.. | Wind | Onshore Wind Turbine | 1 | 1 | 19.5 | 19.5 | 19.5 | RE | Electric Utility | 57 | I | MDU.CEDARHLS | 13 | GE | 262.5 | [7 empty] | 2010
57172 | MISO | Glen Ullin Station 6 | 12199 | Montana-Dakota Utilities Co | 46.8214 | -101.7564 | 4090 62nd Ave | Glen Ullin | ND | 58631 | Morton | MRO | MISO | Midcontinent Independent Transmission System Operator, Inc.. | Other | All Other | 1 | 1 | 5.3 | 5.3 | 5.3 | RE | Electric Utility | 41.6 | I | MDU.GLENULST6 | [10 empty] | 2009
57174 | WECC | Colorado Highlands Wind | 56523 | Colorado Highlands Wind LLC | 40.7569 | -102.7431 | 20670 County Road 85 | Fleming | CO | 80728 | Logan | WECC | WACM | Western Area Power Administration - Rocky Mountain Region | Wind | Onshore Wind Turbine | 2 | CHW1; CHW2 | 96.1 | 96.1 | 96.1 | NR | IPP Non-CHP | 115 | Q |  | 56 | GE | 262.4 | [7 empty] | 2012
57176 | PJM | University of Delaware Wind Turbine | 56518 | First State Marine Wind | 38.7829 | -75.1649 | 700 Pilottown Road | Lewes | DE | 19958 | Sussex | RFC | PJM | PJM Interconnection, LLC | Wind | Onshore Wind Turbine | 1 | FSMW | 2 | 2 | 2 | NR | Commercial Non-CHP | 14.47 | COM |  | 1 | Gamesa | 256 | [7 empty] | 2010
57177 | PJM | Meadow Lake Wind Farm IV | 56520 | Meadow Lake Wind Farm IV LLC | 40.6778 | -87.0328 | IH-65 at Highway 43 | Lafayette | IN | 49707 | White | RFC | PJM | PJM Interconnection, LLC | Wind | Onshore Wind Turbine | 1 | GEN 1 | 105.7 | 105.7 | 105.7 | NR | IPP Non-CHP | 345 | Q |  | 48 | Suzlon | 262.4 | [7 empty] | 2010
57182 | PJM | PPL Frey Farm Landfill Wind | 57249 | NextEra Renewable Fuels, LLC | 39.9592 | -76.4556 | 3049 River Road | Conestoga | PA | 17516 | Lancaster | RFC | PJM | PJM Interconnection, LLC | Wind | Onshore Wind Turbine | 1 | 1 | 3.2 | 3.2 | 3.2 | NR | IPP Non-CHP | 12.47 | Q |  | 2 | GE | 262.4 | [7 empty] | 2011
57188 | WECC | Vantage Wind Energy LLC | 49893 | Invenergy Services LLC | 46.9547 | -120.1819 | 30821 Vantage Highway | Ellensburg | WA | 98926 | Kittitas | WECC | PSEI | Puget Sound Energy | Wind | Onshore Wind Turbine | 1 | 1 | 90 | 90 | 90 | NR | IPP Non-CHP | 230 | Q |  | 60 | GE | 263 | [7 empty] | 2010
57190 | MISO | Little Quinnesec Falls Hydro Project | 57280 | Eagle Creek Renewable Energy, LLC | 45.7736 | -87.9894 | 1101 Mill St | Niagara | WI | 54151 | Marinette | MRO | MISO | Midcontinent Independent Transmission System Operator, Inc.. | Other | Conventional Hydroelectric | 6 | UNIT1; UNIT2; UNIT3; UNIT4; UNIT5; UNIT6 | 9 | 9 | 9 | NR | IPP Non-CHP | 138 | Q | MIUP.LITTLEQUIN | [10 empty] | 1900
57191 | PJM | Exelon Solar Chicago | 64696 | Luminace Solar Chicago, LLC | 41.6758 | -87.6514 | 1201 W 120th St | Chicago | IL | 60643 | Cook | RFC | PJM | PJM Interconnection, LLC | Solar | Solar Photovoltaic | 1 | ECS1 | 9 | 9 | 9 | NR | IPP Non-CHP | 12.8 | Q | 43 WILDW12.5 KV WPUL1SP |  |  |  | 10 | Y | [5 empty] | 2009
57192 | WECC | Spring Valley Wind Project | 56545 | Pattern Operators LP | 39.1042 | -114.4922 | 1212 SR 893 | Ely | NV | 89301 | White Pine | WECC | NEVP | Nevada Power Company | Wind | Onshore Wind Turbine | 1 | WTG | 150 | 150 | 150 | NR | IPP Non-CHP | 230 | Q |  | 66 | Siemens | 262.4 | [7 empty] | 2012
57194 | SPP | Day County Wind LLC | 56561 | Day County Wind LLC | 45.215 | -97.9056 | 14933 416th Avenue | Conde | SD | 57434 | Day | MRO | SWPP | Southwest Power Pool | Wind | Onshore Wind Turbine | 1 | GE15 | 99 | 99 | 99 | NR | IPP Non-CHP | 115 | Q |  | 66 | GE | 262.5 | [7 empty] | 2010
57195 | WECC | Lower Snake River Wind Energy Project | 15500 | Puget Sound Energy Inc | 46.5242 | -117.8217 | 39 Falling Springs Rd | Pomeroy | WA | 99347 | Garfield | WECC | BPAT | Bonneville Power Administration | Wind | Onshore Wind Turbine | 1 | LSR 1 | 342.7 | 342.7 | 342.7 | RE | Electric Utility | 500 | I |  | 149 | Siemens | 262.4 | [7 empty] | 2012
57198 | MISO | Bent Tree Wind Farm Phase 1 | 20856 | Wisconsin Power & Light Co | 43.7246 | -93.4504 | 31072 State Highway 13 | Hartland | MN | 56042 | Freeborn | MRO | MISO | Midcontinent Independent Transmission System Operator, Inc.. | Wind | Onshore Wind Turbine | 1 | 1 | 201.3 | 201.3 | 201.3 | RE | Electric Utility | 161 | I | ALTW.BENT_TREE | 122 | Vestas | 262 | [7 empty] | 2011
57199 | MISO | Glacier Hills | 20847 | Wisconsin Electric Power Co | 43.5639 | -89.1481 | Wisconsin State Hwy 33 & Cty H | Cambria | WI | 53923 | Columbia | RFC | MISO | Midcontinent Independent Transmission System Operator, Inc.. | Wind | Onshore Wind Turbine | 1 | 1 | 162 | 162 | 162 | RE | Electric Utility | 138 | I | WEC.GLACRHLS | 90 | Vestas | 262.5 | [7 empty] | 2011
57201 | WECC | FPL Energy Montezuma Winds LLC | 56555 | FPL Energy Montezuma Wind | 38.1636 | -121.7966 | 6700 Birds Landing Rd | Birds Landing | CA | 94512 | Solano | WECC | CISO | California Independent System Operator | Wind | Onshore Wind Turbine | 1 | S2.3 | 36.8 | 36.8 | 36.8 | NR | IPP Non-CHP | 230 | Q |  | 16 | Siemens | 262.4 | [7 empty] | 2010
57203 | PJM | Wyandot Solar Farm | 56583 | Wyandot Solar LLC | 40.8795 | -83.3171 | 10692 County Highway 44 | Upper Sandusky | OH | 43351 | Wyandot | RFC | PJM | PJM Interconnection, LLC | Solar | Solar Photovoltaic | 1 | 1 | 10 | 10 | 10 | NR | IPP Non-CHP | 12.47 | Q |  |  |  |  | 12 | [6 empty] | 2010
57205 | WECC | CM48 | 56769 | Consolidated Edison Development Inc. | 35.7814 | -114.9933 | 751 El Dorado Valley Drive | Boulder City | NV | 89005 | Clark | WECC | CISO | California Independent System Operator | Solar | Solar Photovoltaic | 5 | PV02; PV03; PV04; PV05; PV06 | 48 | 48 | 48 | NR | IPP Non-CHP | 230 | Q |  |  |  |  | 60.5 | [6 empty] | 2010
57207 | MISO | Thomson Reuters Data Center Bldg ES101 | 66753 | Ryan Companies US, Inc. | 44.8244 | -93.1139 | 610 Opperman Drive | Eagan | MN | 55123 | Dakota | MRO | MISO | Midcontinent Independent Transmission System Operator, Inc.. | Petroleum | Petroleum Liquids | 1 | 1 | 1.2 | 0.6 | 0.4 | NR | Commercial Non-CHP | 13.8 | COM | [11 empty] | 2009
57210 | WECC | Cedar Creek II | 55963 | AE Power Services LLC | 40.9475 | -103.7839 | 67125 CR 132 | New Raymer | CO | 80742 | Weld | WECC | PSCO | Public Service Company of Colorado | Wind | Onshore Wind Turbine | 1 | 1 | 248.3 | 248.3 | 248.3 | NR | IPP Non-CHP | 230 | Q |  | 122 | GE | 262.4 | [7 empty] | 2011
57211 | WECC | Goshen Phase II | 55963 | AE Power Services LLC | 43.4671 | -111.8364 | 444 Bone Road | Idaho Falls | ID | 83427 | Bonneville | WECC | PACE | PacifiCorp - East | Wind | Onshore Wind Turbine | 1 | 1 | 124.5 | 124.5 | 124.5 | NR | IPP Non-CHP | 161 | Q |  | 83 | GE | 262.4 | [7 empty] | 2010
57213 | WECC | Salt Wells | 56657 | Ormat Salt Wells LLC | 39.2944 | -118.5725 | 6059 Salt Wells Road | Fallon | NV | 89406 | CHURCHILL | WECC | NEVP | Nevada Power Company | Other | Geothermal | 2 | 101; 201 | 23.6 | 20.2 | 28.6 | NR | IPP Non-CHP | 230 | Q | [11 empty] | 2009
57214 | MISO | Waverly Community Wind Project | 20214 | Waverly Municipal Elec Utility | 42.7317 | -92.4711 | Garden Avenue | Waverly | IA | 50677 | Bremer | MRO | MISO | Midcontinent Independent Transmission System Operator, Inc.. | Wind | Onshore Wind Turbine | 3 | CAN1; CAN2; SK4 | 2.7 | 2.7 | 2.7 | RE | Electric Utility | 12.5 | M |  | 3 | EWT | 234 | [7 empty] | 2001
57216 | PJM | Crayola Solar Project | 56408 | UGI Energy Services, LLC | 40.7605 | -75.2385 | 1100 Church Lane | Easton | PA | 18040 | Northampton | RFC | PJM | PJM Interconnection, LLC | Solar | Solar Photovoltaic | 3 | 1; 2; 3 | 2.8 | 2.8 | 2.8 | NR | IPP Non-CHP | 34.5 | Q |  |  |  |  | 3.1 | [6 empty] | 2010
57239 | PJM | Roth Rock Wind Farm LLC | 56603 | Roth Rock Wind Farm LLC | 39.2544 | -79.4672 | 2860 Wind Park Way | Oakland | MD | 21550 | Garrett | RFC | PJM | PJM Interconnection, LLC | Wind | Onshore Wind Turbine | 1 | SRRW1 | 40 | 40 | 40 | NR | IPP Non-CHP | 138 | Q |  | 16 | Nordex | 262 | [7 empty] | 2011
57240 | PJM | Roth Rock North Wind Farm, LLC | 56603 | Roth Rock Wind Farm LLC | 39.2872 | -79.4344 | AP-Substation 2325 Wind Pk Wy | Oakland | MD | 21550 | Garrett | RFC | PJM | PJM Interconnection, LLC | Wind | Onshore Wind Turbine | 1 | SRRNW | 10 | 10 | 10 | NR | IPP Non-CHP | 138 | Q |  | 4 | Nordex | 262 | [7 empty] | 2011
57243 | WECC | Cimarron Solar Facility | 17650 | Southern Power Co | 36.4681 | -104.6357 | 104 Carbide Road | Springer | NM | 87747 | Colfax | WECC | WACM | Western Area Power Administration - Rocky Mountain Region | Solar | Solar Photovoltaic | 1 | CIM1 | 30.6 | 30.6 | 30.6 | NR | IPP Non-CHP | 115 | I |  |  |  |  | 37.4 | [6 empty] | 2010
57244 | WECC | Kit Carson Windpower | 65411 | Duke Energy Renewables Services | 39.3383 | -102.3533 | 22330 County Road 44 | Burlington | CO | 80807 | Kit Carson | WECC | WACM | Western Area Power Administration - Rocky Mountain Region | Wind | Onshore Wind Turbine | 1 | KCW | 51 | 51 | 51 | NR | IPP Non-CHP | 230 | Q |  | 34 | GE | 272 | [7 empty] | 2010
57248 | MISO | Welcome Wind Turbine | 6258 | Federated Rural Electric Assn | 43.6825 | -94.5892 | 1250 140th Avenue | Welcome | MN | 56181 | Martin | MRO | MISO | Midcontinent Independent Transmission System Operator, Inc.. | Wind | Onshore Wind Turbine | 1 | WIND1 | 2.1 | 2.1 | 2.1 | RE | Electric Utility | 12.47 | C |  | 1 | Suzlon | 259 | [7 empty] | 2008
57249 | PJM | Renewable Energy Services of Ohio | 55920 | Bio-Gas Technologies LTD | 41.3362 | -82.602 | 10215 Hoover Road | Milan | OH | 44846 | Erie | RFC | PJM | PJM Interconnection, LLC | Other | Landfill Gas | 2 | GEN1; GEN2 | 2.4 | 2.4 | 2.4 | NR | IPP Non-CHP | 12.47 | Q | [11 empty] | 2010
57250 | PJM | Earthmovers LFGTE | 40211 | Wabash Valley Power Assn, Inc | 41.6229 | -85.9752 | 26488 C. R. 26 | Elkhart | IN | 46517 | Elkhart | RFC | PJM | PJM Interconnection, LLC | Other | Landfill Gas | 6 | 1; 2; 3; 4; 5; 6 | 4.8 | 4.8 | 4.8 | RE | Electric Utility | 12.47 | C | 1248992941 | [10 empty] | 2010
57251 | SPP | Lakota Wind Wind Farm | 9425 | Iowa Lakes Electric Coop | 43.3839 | -94.1475 | 4208 160 Ave | Lakota | IA | 50451 | Kossuth | MRO | SWPP | Southwest Power Pool | Wind | Onshore Wind Turbine | 1 | LAK1 | 10.5 | 10.5 | 10.5 | RE | Electric Utility | 12.47 | C |  | 7 | GE | 262 | [7 empty] | 2009
57252 | SPP | Iowa Lakes Superior Wind Farm | 9425 | Iowa Lakes Electric Coop | 43.445 | -94.9803 | 3150 Hwy 9 | Superior | IA | 51363 | Dickinson | MRO | SWPP | Southwest Power Pool | Wind | Onshore Wind Turbine | 1 | SUP1 | 10.5 | 10.5 | 10.5 | RE | Electric Utility | 12.47 | C |  | 7 | GE | 262 | [7 empty] | 2009
57254 | WECC | Victor Valley CC CPV Solar | 56618 | Victor Valley Community College District | 34.4802 | -117.2579 | 18422 Bear Valley Road | Victorville | CA | 92395 | San Bernardino | WECC | CISO | California Independent System Operator | Solar | Solar Photovoltaic | 1 | 1PV | 1 | 1 | 1 | NR | Commercial Non-CHP | 416 | S |  |  |  |  | 1 | [6 empty] | 2010
57256 | PJM | PA Solar Park | 56769 | Consolidated Edison Development Inc. | 40.8601 | -75.8522 | 109 Forth Hollow Road | Nesquehoning | PA | 18240 | Carbon | RFC | PJM | PJM Interconnection, LLC | Solar | Solar Photovoltaic | 1 | 1 | 10.1 | 10 | 10 | NR | IPP Non-CHP | 69 | Q |  |  |  |  | 11.5 | N | [5 empty] | 2012
57257 | MISO | Iowa Lakes Community College Wind Farm | 56617 | Iowa Lakes Community College | 43.3853 | -94.8157 | 1802 19th Street | Estherville | IA | 51334 | Emmet | MRO | MISO | Midcontinent Independent Transmission System Operator, Inc.. | Wind | Onshore Wind Turbine | 1 | VMN82 | 1.7 | 1 | 1 | NR | Commercial Non-CHP | 12.47 | COM |  | 1 | Vestas | 229.6 | [7 empty] | 2005
57261 | SPP | Taloga Wind LLC | 64663 | Taloga Wind LLC | 35.8556 | -98.9683 | Route 1, Box 40 | Putnam | OK | 73659 | Dewey | MRO | SWPP | Southwest Power Pool | Wind | Onshore Wind Turbine | 1 | 1 | 130 | 130 | 130 | NR | IPP Non-CHP | 138 | Q | SPP | 54 | Mitsubishi | 262.4 | [7 empty] | 2011
57262 | SPP | Laredo Ridge Wind LLC | 64649 | Laredo Ridge Wind LLC | 41.8803 | -98.0239 | 2443 State Highway 32 | Petersburg | NE | 68652 | Boone | MRO | SWPP | Southwest Power Pool | Wind | Onshore Wind Turbine | 1 | 1 | 79.9 | 79.9 | 79.9 | NR | IPP Non-CHP | 115 | Q | SPP | 54 | GE | 262.4 | [7 empty] | 2011
57263 | SPP | Little Pringle I Wind Farm | 65609 | Everpoint Services Inc | 35.9643 | -101.5402 | 8570 Co Rd H | Morse | TX | 79062 | Hutchinson | TRE | SWPP | Southwest Power Pool | Wind | Onshore Wind Turbine | 1 | LP1 | 10 | 10 | 10 | NR | IPP Non-CHP | 34.5 | Q | SPSHERRING_PRINPLT1_2 | 5 | DeWind | 262.5 | [7 empty] | 2010
57264 | SPP | Little Pringle II Wind Farm | 65609 | Everpoint Services Inc | 35.9249 | -101.5414 | 8571 Co Rd H | Morse | TX | 79062 | Hutchinson | TRE | SWPP | Southwest Power Pool | Wind | Onshore Wind Turbine | 1 | LP2 | 10 | 10 | 10 | NR | IPP Non-CHP | 34.5 | Q | SPSHERRING_PRINPLT1_2 | 5 | DeWind | 262.5 | [7 empty] | 2010
57267 | WECC | Marsh Landing Generating Station | 56635 | Marsh Landing LLC | 38.0169 | -121.765 | 3201 Wilbur Avenue | Antioch | CA | 94509 | Contra Costa | WECC | CISO | California Independent System Operator | Natural Gas | Natural Gas Fired Combustion Turbine | 4 | 1; 2; 3; 4 | 828 | 765.2 | 804.8 | NR | IPP Non-CHP | 230 | Q | [11 empty] | 2013
57268 | PJM | Chestnut Flats Wind Farm | 57170 | EDF Renewable Asset Holdings, Inc. | 40.5228 | -78.4769 | 1226 Mill Run Road | Altoona | PA | 16601 | Blair | RFC | PJM | PJM Interconnection, LLC | Wind | Onshore Wind Turbine | 1 | 1 | 38 | 38 | 38 | NR | IPP Non-CHP | 115 | Q |  | 19 | Gamesa | 328.1 | [7 empty] | 2011
57274 | MISO | Grant County Wind LLC | 56642 | Grant County Wind, LLC | 45.8033 | -95.8844 | 996 190th Ave | Woodstock | MN | 56186 | Grant | MRO | MISO | Midcontinent Independent Transmission System Operator, Inc.. | Wind | Onshore Wind Turbine | 1 | 1 | 21 | 20 | 20 | NR | IPP Non-CHP | 41.6 | Q | OTP.GrantCo | 10 | Suzlon | 262.4 | [7 empty] | 2010
57275 | WECC | Crescent Dunes Solar Energy | 56641 | Tonopah Solar Energy LLC | 38.2389 | -117.3636 | 11 Gabbs Pole Line Road | Tonopah | NV | 89049 | Nye | WECC | NEVP | Nevada Power Company | Solar | Solar Thermal with Energy Storage | 1 | TSE-1 | 125 | 110 | 110 | NR | IPP Non-CHP | 230 | Q | [11 empty] | 2015
57278 | SPP | Crofton Bluffs Wind LLC | 64636 | Crofton Bluffs Wind, LLC | 42.6983 | -97.58 | 4540 Oackridge Circle | Bloomfield | NE | 68516 | Knox | MRO | SWPP | Southwest Power Pool | Wind | Onshore Wind Turbine | 1 | CWET1 | 40 | 40 | 40 | NR | IPP Non-CHP | 115 | Q | SPP | 22 | Vestas | 262.4 | [7 empty] | 2012
57280 | PJM | Aqua Ingrams Mill | 56645 | Aqua America Inc | 39.9647 | -75.6578 | 780 N Creek Road | West Chester | PA | 19380 | Chester | RFC | PJM | PJM Interconnection, LLC | Solar | Solar Photovoltaic | 1 | 1 | 1 | 0.9 | 0.7 | NR | IPP Non-CHP | 33 | Q |  |  |  |  | 1.2 | [6 empty] | 2009
57281 | MISO | OREG 3 Inc | 34691 | Ormat Nevada Inc | 43.76 | -94.7514 | 1896 60th Ave | Trimont | MN | 56176 | Martin | MRO | MISO | Midcontinent Independent Transmission System Operator, Inc.. | Other | All Other | 1 | CS13 | 5 | 3.3 | 5 | NR | IPP Non-CHP | 69 | Q | [11 empty] | 2010
57282 | WECC | Alta Wind Energy Center I | 64618 | Alta Wind I, LLC | 35.0337 | -118.3534 | 15100 Tehachapi Willow Springs | Mojave | CA | 93501 | Kern | WECC | CISO | California Independent System Operator | Wind | Onshore Wind Turbine | 1 | AW01 | 150 | 150 | 150 | NR | IPP Non-CHP | 220 | Q |  | 100 | GE | 262 | [7 empty] | 2011
57283 | SPP | Flat Water Wind Farm LLC | 56625 | Flat Water Wind Farm LLC | 40.0011 | -95.9289 | 63428 702 Rd. | Du Bois | NE | 68345 | Richardson | MRO | SWPP | Southwest Power Pool | Wind | Onshore Wind Turbine | 1 | WTG1 | 60 | 60 | 60 | NR | IPP Non-CHP | 161 | Q |  | 40 | GE | 262.4 | [7 empty] | 2010
57284 | PJM | Minonk Wind Farm | 59050 | Algonquin Power Co | 40.8886 | -88.9972 | County Road 2800 E | Minonk | IL | 61760 | Woodford | RFC | PJM | PJM Interconnection, LLC | Wind | Onshore Wind Turbine | 1 | 1 | 200 | 192.3 | 192.3 | NR | IPP Non-CHP | 345 | Q |  | 100 | Gamesa | 328.1 | [7 empty] | 2012
57285 | PJM | Sandy Ridge Wind Farm | 59050 | Algonquin Power Co | 40.7292 | -78.2874 | 150 Big Fill Run | Tyrone | PA | 16686 | Blair | RFC | PJM | PJM Interconnection, LLC | Wind | Onshore Wind Turbine | 1 | 1 | 50 | 48.2 | 48.2 | NR | IPP Non-CHP | 115 | Q |  | 25 | Gamesa | 328.1 | [7 empty] | 2012
57286 | SPP | OU Spirit Wind Farm | 14063 | Oklahoma Gas & Electric Co | 36.3338 | -99.4801 | 46997 S. County Road 198 | Woodward | OK | 73801 | Woodward | MRO | SWPP | Southwest Power Pool | Wind | Onshore Wind Turbine | 1 | WT1 | 101.2 | 101.2 | 101.2 | RE | Electric Utility | 138 | I | OKGESPIRITWIND | 44 | Siemens | 264 | [7 empty] | 2009
57289 | MISO | Big Blue | 58150 | Big Blue Wind Farm LLC (MN) | 43.6122 | -94.1919 | Township 102 N Range 28S | Blue Earth | MN | 56013 | Faribault | MRO | MISO | Midcontinent Independent Transmission System Operator, Inc.. | Wind | Onshore Wind Turbine | 1 | BBWP | 36 | 36 | 36 | NR | IPP Non-CHP | 161 | Q |  | 18 | Gamesa | 255.9 | [7 empty] | 2012
57290 | WECC | Northern Colorado Wind LLC | 56653 | Northern Colorado Wind LLC | 40.9881 | -102.8969 | 9500 County Road 78 | Peetz | CO | 80747 | Logan | WECC | PSCO | Public Service Company of Colorado | Wind | Onshore Wind Turbine | 2 | GE; SIEM | 174.3 | 174.3 | 174.3 | NR | IPP Non-CHP | 230 | Q |  | 81 | GE | 254 | [7 empty] | 2009
57291 | WECC | Alta Wind Energy Center II | 64620 | Alta Wind II, LLC | 35.0239 | -118.2953 | 14047 90th Street West | Mojave | CA | 93501 | Kern | WECC | CISO | California Independent System Operator | Wind | Onshore Wind Turbine | 1 | AW02 | 150 | 150 | 150 | NR | IPP Non-CHP | 220 | Q |  | 50 | Vestas | 262 | [7 empty] | 2011
57292 | WECC | Alta Wind Energy Center III | 64621 | Alta Wind III, LLC | 35.0239 | -118.2953 | 14047 90th Street West | Mojave | CA | 93501 | Kern | WECC | CISO | California Independent System Operator | Wind | Onshore Wind Turbine | 1 | AW03 | 150 | 150 | 150 | NR | IPP Non-CHP | 220 | Q |  | 50 | Vestas | 262 | [7 empty] | 2011
57293 | WECC | Alta Wind Energy Center IV | 64622 | Alta Wind IV, LLC | 35.0086 | -118.2422 | 12941 60th Street West | Mojave | CA | 93501 | Kern | WECC | CISO | California Independent System Operator | Wind | Onshore Wind Turbine | 1 | AW04 | 102 | 102 | 102 | NR | IPP Non-CHP | 220 | Q |  | 34 | Vestas | 262 | [7 empty] | 2011
57294 | WECC | Alta Wind Energy Center V | 64623 | Alta Wind V, LLC | 35.0086 | -118.2422 | 12941 60th Street West | Mojave | CA | 93501 | Kern | WECC | CISO | California Independent System Operator | Wind | Onshore Wind Turbine | 1 | AW05 | 168 | 168 | 168 | NR | IPP Non-CHP | 220 | Q |  | 56 | Vestas | 262 | [7 empty] | 2011
57295 | WECC | Alpine Solar | 64617 | Alpine BESS LLC | 34.7892 | -118.5047 | 21125 West Avenue C | Lancaster | CA | 93536 | Los Angeles | WECC | CISO | California Independent System Operator | Solar | Solar Photovoltaic | 1 | 1 | 66 | 66 | 66 | NR | IPP Non-CHP | 66 | Q |  |  |  |  | 86.4 | [6 empty] | 2013
57296 | MISO | Carleton College | 56654 | Carleton College | 44.4619 | -93.1564 | One North College Street | Northfield | MN | 55057 | Rice | MRO | MISO | Midcontinent Independent Transmission System Operator, Inc.. | Mixed | Petroleum Liquids; Onshore Wind Turbine | 4 | GEN1; GEN2; WIND1; WIND2 | 7.8 | 7.8 | 7.8 | NR | Commercial Non-CHP | 13.8 | Q | NSP.NSP | 2 | Vestas | 230 | [7 empty] | 2004
57298 | WECC | Cedar Hills | 60736 | Bio Energy Washington, LLC | 47.4558 | -122.0428 | 16650 228th Ave SE | Maple Valley | WA | 98038 | King | WECC | PSEI | Puget Sound Energy | Petroleum | Petroleum Liquids | 18 | 1; 10; 11; 12; 13; 14; 15; 16; 17; 18; 2; 3; 4; 5; 6; 7; 8; 9 | 5.4 | 5.4 | 5.4 | NR | IPP Non-CHP | 12.5 | IND | [11 empty] | 2009
57299 | WECC | Dunlap | 14354 | PacifiCorp | 42.0436 | -106.1603 | 124 Dunlap Road | Medicine Bow | WY | 82329 | Carbon | WECC | PACE | PacifiCorp - East | Wind | Onshore Wind Turbine | 1 | 1 | 129.5 | 111 | 111 | RE | Electric Utility | 230 | I |  | 74 | GE | 262 | [7 empty] | 2010
57300 | PJM | Criterion | 56661 | Criterion Power Partners LLC | 39.4047 | -79.29 | 1295 Eagle Rock Road | Oakland | MD | 21550 | GARRETT | RFC | PJM | PJM Interconnection, LLC | Wind | Onshore Wind Turbine | 1 | 1 | 70 | 70 | 70 | NR | IPP Non-CHP | 138 | Q | KELSOGAP138 KV CRITRNWF | 28 | GE | 262.4 | [7 empty] | 2010
57302 | WECC | Garnet Wind Energy Center | 2770 | Terra-Gen Operating Co-Wind | 33.9053 | -116.5825 | 61983 Garnet Road | North Palm Springs | CA | 92258 | Riverside | WECC | CISO | California Independent System Operator | Wind | Onshore Wind Turbine | 1 | 1 | 6.5 | 6.5 | 6.5 | NR | IPP Non-CHP | 34.5 | Q |  | 13 | NedWind | 131 | [7 empty] | 2009
57305 | WECC | Adelanto Solar Project | 11208 | Los Angeles Department of Water & Power | 34.5508 | -117.4353 | 16800 Aster Road | Adelanto | CA | 92301 | San Bernardino | WECC | LDWP | Los Angeles Department of Water and Power | Solar | Solar Photovoltaic | 1 | 1 | 6.8 | 6.8 | 6.8 | RE | Electric Utility | 4.16 | M |  |  |  |  | 11.4 | [6 empty] | 2012
57306 | WECC | Pine Tree Solar Project | 11208 | Los Angeles Department of Water & Power | 35.2296 | -118.1957 | 22500 Jawbone Canyon Rd | Owenyo | CA | 93518 | Kern | WECC | LDWP | Los Angeles Department of Water and Power | Solar | Solar Photovoltaic | 1 | 1 | 8.5 | 8.5 | 8.5 | RE | Electric Utility | 34.5 | M |  |  |  |  | 9.8 | [6 empty] | 2013
57308 | WECC | Maclay Solar Project | 11208 | Los Angeles Department of Water & Power | 34.3197 | -118.4308 | 13600 Astoria St | Sylmar | CA | 91342 | Los Angeles | WECC | LDWP | Los Angeles Department of Water and Power | Solar | Solar Photovoltaic | 1 | 1 | 2 | 1.8 | 1.1 | RE | Electric Utility | 34.5 | M |  |  |  |  | 2.2 | [6 empty] | 2017
57309 | WECC | Pacific Cruise Ship Terminals Berth 93 | 64344 | City of Los Angeles Harbor Department | 33.7331 | -118.2772 | 93 Berth | San Pedro | CA | 90731 | Los Angeles | WECC | LDWP | Los Angeles Department of Water and Power | Solar | Solar Photovoltaic | 1 | 1 | 1 | 1 | 1 | NR | Commercial Non-CHP | 34.5 | M |  |  |  |  | 1.1 | [6 empty] | 2010
57311 | WECC | Occidental College Solar Project | 59551 | Occidental College | 34.1283 | -118.2069 | 1600 Campus Rd | Los Angeles | CA | 90041 | Los Angeles | WECC | LDWP | Los Angeles Department of Water and Power | Solar | Solar Photovoltaic | 1 | 1 | 1 | 1 | 1 | NR | Commercial Non-CHP | 34.5 | Q |  |  |  |  | 1.1 | [6 empty] | 2013
57313 | WECC | Metro Support Services Center Solar | 57275 | Los Angeles County Metropolitan Transportation Authority | 34.0578 | -118.2297 | 900 Lyon St | Los Angeles | CA | 90012 | Los Angeles | WECC | LDWP | Los Angeles Department of Water and Power | Solar | Solar Photovoltaic | 1 | 1 | 1.1 | 1.1 | 1.1 | NR | Commercial Non-CHP | 34.5 | P |  |  |  |  | 1.2 | [6 empty] | 2005
57314 | WECC | Los Angeles Harbor College | 57276 | Los Angeles Community College District | 33.7831 | -118.2849 | 1111 Figueroa Pl | Wilmington | CA | 90744 | Los Angeles | WECC | LDWP | Los Angeles Department of Water and Power | Solar | Solar Photovoltaic | 1 | 1 | 1.2 | 2.2 | 2.2 | NR | Commercial Non-CHP | 34.5 | P |  |  |  |  | 2.5 | [6 empty] | 2010
57315 | WECC | Cedar Point Wind | 56662 | Cedar Point LLC | 39.4218 | -103.6781 | 63095 CR 21 | Limon | CO | 80828 | Lincoln | WECC | PSCO | Public Service Company of Colorado | Wind | Onshore Wind Turbine | 1 | 1-139 | 252 | 252 | 252 | NR | IPP Non-CHP | 230 | Q |  | 139 | Vestas | 265 | [7 empty] | 2011
57317 | WECC | San Luis Valley Solar Ranch | 15399 | Avangrid Power LLC | 37.6945 | -105.9276 | 8200 Country Road 106 North | Mosca | CO | 81146 | Alamosa | WECC | PSCO | Public Service Company of Colorado | Solar | Solar Photovoltaic | 1 | 1 | 35 | 35 | 35 | NR | IPP Non-CHP | 115 | Q |  |  |  |  | 35.1 | Y | [5 empty] | 2011
57318 | WECC | Poseidon Solar, LLC | 63287 | Axium Arizona Renewables, LLC | 33.1606 | -111.484 | Highway 70 W | Globe | AZ | 85501 | GILA | WECC | SRP | Salt River Project | Solar | Solar Photovoltaic | 1 | 1 | 20 | 20 | 20 | NR | IPP Non-CHP | 69 | Q |  |  |  |  | 23.7 | Y | [5 empty] | 2011
57319 | WECC | Big Horn Wind II | 15399 | Avangrid Power LLC | 45.9192 | -120.3039 | 300 Big Horn Road | Bickleton | WA | 99322 | Klickitat | WECC | AVRN | Avangrid Renewables LLC | Wind | Onshore Wind Turbine | 1 | 1 | 50 | 50 | 50 | NR | IPP Non-CHP | 230 | Q |  | 25 | Gamesa | 256 | [7 empty] | 2011
57320 | WECC | Juniper Canyon I Wind Project | 15399 | Avangrid Power LLC | 45.9215 | -120.2355 | 1051 East Rd | Bickleton | WA | 99322 | Klickitat | WECC | AVRN | Avangrid Renewables LLC | Wind | Onshore Wind Turbine | 1 | 1 | 151.2 | 148.8 | 148.8 | NR | IPP Non-CHP | 230 | Q |  | 126 | Mitsubishi | 262.4 | [7 empty] | 2011
57324 | WECC | Luke Solar | 803 | Arizona Public Service Co | 33.5261 | -112.3794 | 6476 N. Ammo Rd. | Glendale | AZ | 85309 | Maricopa | WECC | AZPS | Arizona Public Service Company | Solar | Solar Photovoltaic | 1 | PV1 | 11.2 | 11.2 | 11.2 | RE | Electric Utility | 12.5 | I |  |  |  |  | 15.6 | Y | [5 empty] | 2015
57325 | PJM | FPL Energy Illinois Wind LLC Hybrid | 56678 | FPL Energy Illinois Wind LLC | 41.7678 | -88.8867 | 1008 W. Comanche Ave. | Shabbona | IL | 60550 | DeKalb | RFC | PJM | PJM Interconnection, LLC | Mixed | Batteries; Onshore Wind Turbine | 2 | BFT; GE1.5 | 237.5 | 237.5 | 237.5 | NR | IPP Non-CHP | 138 | Q |  | 145 | GE | 262.4 |  |  |  | 8.3 | 20 | 20 | LIB | 2009
57326 | SPP | Sunray Wind I | 56680 | Diamond Shamrock Refining Company LP | 35.9454 | -101.9005 | 6701 FM119 | Sunray | TX | 79086 | Moore | TRE | SWPP | Southwest Power Pool | Wind | Onshore Wind Turbine | 1 | WND1 | 49.5 | 49.5 | 49.5 | NR | IPP Non-CHP | 12.47 | IND |  | 33 | GE | 270 | [7 empty] | 2009
57327 | WECC | Top of the World Windpower Project | 65411 | Duke Energy Renewables Services | 42.9258 | -105.7872 | 849 St. HWY 95 | Glenrock | WY | 82637 | Converse | WECC | PACE | PacifiCorp - East | Wind | Onshore Wind Turbine | 1 | TOTW1 | 200 | 200 | 200 | NR | IPP Non-CHP | 230 | Q |  | 110 | GE | 272 | [7 empty] | 2010
57330 | PJM | Kent County Wastewater Treatment Solar | 56681 | Kent County Levy Court Dept of Pub Work | 38.9931 | -75.4375 | 139 Milford Neck Road | Milford | DE | 19963 | Kent | RFC | PJM | PJM Interconnection, LLC | Solar | Solar Photovoltaic | 1 | 1 | 1.2 | 1.1 | 1.1 | NR | IPP Non-CHP | 12.47 | M |  |  |  |  | 1.2 | [6 empty] | 2011
57331 | WECC | Mojave Solar Project | 56660 | Mojave Solar LLC | 35.0177 | -117.3391 | 42134 Harper Lake Road | Hinkley | CA | 92347 | San Bernardino | WECC | CISO | California Independent System Operator | Solar | Solar Thermal without Energy Storage | 2 | MSP1; MSP2 | 280 | 275 | 200 | NR | IPP Non-CHP | 220 | Q | [5 empty] | Y | [5 empty] | 2014
57332 | SPP | Crossroads Wind Farm | 14063 | Oklahoma Gas & Electric Co | 36.035 | -98.7222 | 64856 N 2380 Road | Canton | OK | 73724 | Dewey | MRO | SWPP | Southwest Power Pool | Wind | Onshore Wind Turbine | 1 | 1-98 | 227.5 | 227.5 | 227.5 | RE | Electric Utility | 345 | I | OKGEXROADSWIND | 98 | Siemens | 264 | [7 empty] | 2012
57333 | WECC | Leaning Juniper Wind Power II | 15399 | Avangrid Power LLC | 45.651 | -120.2598 | 72766 Rattlesnake Road | Arlington | OR | 97812 | Gilliam | WECC | AVRN | Avangrid Renewables LLC | Wind | Onshore Wind Turbine | 1 | 1 | 199.2 | 199.2 | 199.2 | NR | IPP Non-CHP | 230 | Q |  | 116 | GE | 259 | [7 empty] | 2011
57337 | PJM | Dover Sun Park | 61230 | Arevon Energy, Inc. | 39.1836 | -75.5044 | 1455 White Oak Blvd | Dover | DE | 19901 | Kent | RFC | PJM | PJM Interconnection, LLC | Solar | Solar Photovoltaic | 1 | 1 | 10 | 10 | 10 | NR | IPP Non-CHP | 69 | Q |  |  |  |  | 11.3 | Y | [5 empty] | 2011
57338 | WECC | Roadrunner Solar | 59400 | NRG Solar Roadrunner | 31.7928 | -106.6733 | 6500 Bi-National Avenue | Santa Teresa | NM | 88044 | Dona Ana | WECC | EPE | El Paso Electric Company | Solar | Solar Photovoltaic | 1 | 1 | 20.2 | 20 | 20 | NR | IPP Non-CHP | 24.6 | Q |  |  |  |  | 23.8 | Y | [5 empty] | 2011
57340 | WECC | Panoche Valley Solar Farm | 56769 | Consolidated Edison Development Inc. | 36.627 | -120.879 | 721 Little Panoche Road | Paicines | CA | 95053 | San Benito | WECC | CISO | California Independent System Operator | Solar | Solar Photovoltaic | 1 | 1 | 140 | 140 | 140 | NR | IPP Non-CHP | 230 | Q |  |  |  |  | 188 | Y | [5 empty] | 2018
57341 | PJM | Silver Lake Solar Farm | 15477 | Public Service Elec & Gas Co | 40.4948 | -74.3995 | 410 Silver Lake Avenue | Edison | NJ | 8817 | Middlesex | RFC | PJM | PJM Interconnection, LLC | Solar | Solar Photovoltaic | 1 | SILV | 1.7 | 1.7 | 1.7 | RE | Electric Utility | 13 | I | 106856867 |  |  |  | 2 | [6 empty] | 2010
57342 | MISO | White Oak Energy LLC | 56684 | White Oak Energy LLC | 40.5908 | -89.0467 | 11827 East 2100 North Road | Carlock | IL | 61725 | McLean | SERC | MISO | Midcontinent Independent Transmission System Operator, Inc.. | Wind | Onshore Wind Turbine | 1 | 1 | 150 | 150 | 150 | NR | IPP Non-CHP | 138 | Q |  | 100 | GE | 262.5 | [7 empty] | 2011
57343 | WECC | Cargill B6 Biofactory | 60524 | Pico Energy, LLC | 42.7167 | -114.6167 | 3350 S. 2400 E. | Jerome | ID | 83338 | Gooding | WECC | IPCO | Idaho Power Company | Other | Other Waste Biomass | 2 | 1; 2 | 2.2 | 2.2 | 2.2 | NR | IPP CHP | 12.47 | Q | [11 empty] | 2009
57345 | WECC | Kettle Butte Digester, LLC | 62697 | Kettle Butte Digester, LLC | 43.6319 | -112.2797 | 20 N 2100 E | Roberts | ID | 83444 | Jefferson | WECC | PACE | PacifiCorp - East | Other | Other Waste Biomass | 2 | 1; 2 | 1.8 | 1.8 | 1.8 | NR | IPP CHP | 12.47 | Q | [11 empty] | 2011
57346 | SPP | Elk City LLC | 56683 | Elk City LLC | 35.4642 | -99.8983 | 17265 East 1070 Road | Sweetwater | OK | 73666 | Roger Mills | MRO | SWPP | Southwest Power Pool | Wind | Onshore Wind Turbine | 2 | 1; 2 | 198.1 | 198.1 | 198.1 | NR | IPP Non-CHP | 230 | Q |  | 91 | Siemens | 262.4 | [7 empty] | 2009
57347 | MISO | Baldwin Wind LLC | 56688 | Baldwin Wind LLC | 47.1133 | -100.7086 | 5120 279th Ave NE | Wilton | ND | 58579 | Burleigh | MRO | MISO | Midcontinent Independent Transmission System Operator, Inc.. | Wind | Onshore Wind Turbine | 1 | GE1 | 102.4 | 102.4 | 102.4 | NR | IPP Non-CHP | 230 | Q |  | 64 | GE | 262.5 | [7 empty] | 2010
57348 | WECC | CityCenter Central Plant Cogen Units | 56687 | CityCenter Land LLC | 36.1039 | -115.1794 | 4720 Frank Sinatra Drive | Las Vegas | NV | 89109 | Clark | WECC | NEVP | Nevada Power Company | Natural Gas | Natural Gas Fired Combustion Turbine | 2 | UNITA; UNITB | 8.6 | 8 | 8 | NR | Commercial CHP | 15 | COM | [11 empty] | 2009
57349 | PJM | Garrison Energy Center LLC | 56691 | Garrison Energy Center LLC | 39.1872 | -75.4994 | 450 Garrison Oak Drive | Dover | DE | 19901 | Kent | RFC | PJM | PJM Interconnection, LLC | Natural Gas | Natural Gas Fired Combined Cycle | 2 | CTG1; STG2 | 361 | 309 | 323 | NR | IPP Non-CHP | 230 | Q | 135389815 | [10 empty] | 2015
57351 | MISO | Uilk Wind LLC | 56689 | RENEW Energy Inc | 43.9811 | -96.4269 | 266 Hwy 30 | Pipestone | MN | 56164 | Pipestone | MRO | MISO | Midcontinent Independent Transmission System Operator, Inc.. | Wind | Onshore Wind Turbine | 3 | FA01; FA02; FA03 | 4.5 | 4.5 | 4.5 | NR | Commercial Non-CHP | 69 | COM |  | 3 | Goldwind | 213 | [7 empty] | 2010
57352 | PJM | Trenton Solar Farm | 15477 | Public Service Elec & Gas Co | 40.2314 | -74.7539 | 500-520 Brunswick Avenue | Trenton | NJ | 8638 | Mercer | RFC | PJM | PJM Interconnection, LLC | Solar | Solar Photovoltaic | 1 | TREN | 1 | 1 | 1 | RE | Electric Utility | 13 | I | 106856911 |  |  |  | 1.3 | [6 empty] | 2010
57353 | WECC | Thermo No 1 | 56694 | Thermo No 1 BE 01 LLC | 38.1607 | -113.1945 | 7966 West Southside Rd | Milford | UT | 84751 | Beaver | WECC | PACE | PacifiCorp - East | Other | Geothermal | 1 | 2 | 14 | 14 | 14 | NR | IPP Non-CHP | 24.9 | Q | [11 empty] | 2013
57356 | PJM | Henrico | 55938 | Industrial Power Generating Company LLC | 37.6788 | -77.5678 | 10610 Fords Country Lane | Glen Allen | VA | 23059 | Henrico | SERC | PJM | PJM Interconnection, LLC | Other | Landfill Gas | 12 | 1; 10; 11; 12; 2; 3; 4; 5; 6; 7; 8; 9 | 3.6 | 3.6 | 3.6 | NR | IPP Non-CHP | 34.5 | Q | 98370469 | [10 empty] | 2010
57357 | WECC | Red Mesa Wind LLC | 56698 | Red Mesa Wind LLC | 35.2689 | -107.3828 | 401 Red Mesa Road | Seboyeta | NM | 87014 | Sandoval | WECC | PNM | Public Service Company of New Mexico | Wind | Onshore Wind Turbine | 1 | EXIS | 102.4 | 102.4 | 102.4 | NR | IPP Non-CHP | 115 | Q |  | 64 | GE | 262 | [7 empty] | 2010
57358 | SPP | Keenan II Renewable Energy Co LLC | 56699 | CPV Keenan II Renewable Energy Co LLC | 36.2761 | -99.4908 | 197352 East County Road 51 | Woodward | OK | 73801 | Woodward | MRO | SWPP | Southwest Power Pool | Wind | Onshore Wind Turbine | 1 | 1 | 151.8 | 151.8 | 151.8 | NR | IPP Non-CHP | 138 | Q |  | 66 | Siemens | 262.4 | [7 empty] | 2010
57359 | WECC | Avenal Park | 56700 | Avenal Solar Holdings LLC | 35.9897 | -120.11 | 36th Avenue | Avenal | CA | 93204 | Kings | WECC | CISO | California Independent System Operator | Solar | Solar Photovoltaic | 1 | 1 | 6 | 6 | 6 | NR | IPP Non-CHP | 70 | Q |  |  |  |  | 7 | [6 empty] | 2011
57360 | WECC | Sun City Project LLC | 56700 | Avenal Solar Holdings LLC | 35.9831 | -120.1103 | 36th Avenue | Avenal | CA | 93204 | Kings | WECC | CISO | California Independent System Operator | Solar | Solar Photovoltaic | 1 | 1 | 20 | 20 | 20 | NR | IPP Non-CHP | 70 | Q |  |  |  |  | 25 | [6 empty] | 2011
57361 | WECC | Sand Drag LLC | 56700 | Avenal Solar Holdings LLC | 35.9828 | -120.1103 | 36th Avenue | Avenal | CA | 93204 | Kings | WECC | CISO | California Independent System Operator | Solar | Solar Photovoltaic | 1 | 1 | 19 | 19 | 19 | NR | IPP Non-CHP | 70 | Q |  |  |  |  | 24 | N | [5 empty] | 2011
57362 | PJM | Morgantown Solar Park | 56701 | The Hankin Group | 40.1521 | -75.8659 | 32 Timber Road | Morgantown | PA | 19543 | Berks | RFC | PJM | PJM Interconnection, LLC | Solar | Solar Photovoltaic | 1 | 1 | 2 | 1.6 | 1.4 | NR | IPP Non-CHP | 12 | Q |  |  |  |  | 2 | [6 empty] | 2011
57363 | PJM | 510 REPP One | 56702 | 510 REPP One LLC | 36.4972 | -77.6058 | 964 Lebanon Church Rd | Garysburg | NC | 27831 | Northampton | SERC | PJM | PJM Interconnection, LLC | Solar | Solar Photovoltaic | 1 | 1 | 1.3 | 1.3 | 1.3 | NR | IPP Non-CHP | 13.2 | COM |  |  |  |  | 1.4 | [6 empty] | 2014
57364 | WECC | Siphon Drop Power Plant | 56707 | Yuma County Water User's Association | 32.7792 | -114.6344 | All-American Canal at Yuma | Winterhaven | CA | 92283 | Imperial | WECC | WALC | Western Area Power Administration - Desert Southwest Region | Other | Conventional Hydroelectric | 2 | 1; 2 | 4.4 | 4.4 | 4.4 | NR | IPP Non-CHP | 35 | Q | [11 empty] | 1987
57367 | PJM | Pocono Solar Project | 56705 | Pocono International Raceway Inc | 41.061 | -75.5149 | 1207 Long Pond Road | Long Pond | PA | 18334 | Monroe | RFC | PJM | PJM Interconnection, LLC | Solar | Solar Photovoltaic | 1 | POCON | 2.7 | 2.5 | 1.9 | NR | Commercial Non-CHP | 12.5 | COM |  |  |  |  | 3 | N | [5 empty] | 2010
57368 | WECC | Alamosa Solar | 56696 | Solar of Alamosa LLC | 37.5986 | -105.9558 | 4533 Lane 2 North | Mosca | CO | 81146 | Alamosa | WECC | PSCO | Public Service Company of Colorado | Solar | Solar Photovoltaic | 1 | 1 | 30 | 30 | 30 | NR | IPP Non-CHP | 115 | Q | PSCo's Blanca Peak |  |  |  | 36.7 |  | Y |  |  |  |  | 2012
57369 | WECC | Questa Solar Facility | 56706 | Chevron Technology Ventures | 36.7169 | -105.6094 | 24 Abra Road | Questa | NM | 87556 | Taos | WECC | PNM | Public Service Company of New Mexico | Solar | Solar Photovoltaic | 1 | QST | 1 | 1 | 1 | NR | IPP Non-CHP | 0.48 | Q |  |  |  |  | 1.3 | [6 empty] | 2011
57372 | WECC | Bellevue Solar Project | 57170 | EDF Renewable Asset Holdings, Inc. | 45.1122 | -123.2347 | Bellevue Highway | Amnity | OR | 97101 | Yamhill | WECC | PGE | Portland General Electric Company | Solar | Solar Photovoltaic | 1 | INV-1 | 1.6 | 1.6 | 1.6 | NR | IPP Non-CHP | 12.5 | Q |  |  |  |  | 1.7 | [6 empty] | 2011
57373 | WECC | Agua Caliente Solar Project | 59396 | Agua Caliente Solar | 32.9774 | -113.4945 | 67500 East Palomas Rd | Dateland | AZ | 85333 | Yuma | WECC | CISO | California Independent System Operator | Solar | Solar Photovoltaic | 3 | AGU1; AGU2; AGU3 | 347.7 | 347.7 | 347.7 | NR | IPP Non-CHP | 500 | Q |  |  |  |  | 398.6 | [6 empty] | 2012
57374 | MISO | Lakefield Wind Project LLC | 57170 | EDF Renewable Asset Holdings, Inc. | 43.675 | -95.1567 | 502 South. Highway 86 | Lakefield | MN | 56150 | Jackson | MRO | MISO | Midcontinent Independent Transmission System Operator, Inc.. | Wind | Onshore Wind Turbine | 1 | LAKE1 | 205.5 | 205.5 | 205.5 | NR | IPP Non-CHP | 345 | Q |  | 137 | GE | 262.4 | [7 empty] | 2011
57375 | MISO | Adams Wind Generations LLC | 63024 | BEAM US, LLC | 44.9169 | -94.7356 | 701 Astro Blvd. E | Cosmos | MN | 56228 | Meeker | MRO | MISO | Midcontinent Independent Transmission System Operator, Inc.. | Wind | Onshore Wind Turbine | 1 | AWG | 20 | 20 | 20 | NR | IPP Non-CHP | 69 | Q |  | 11 | Alstom | 262.4 | [7 empty] | 2011
57376 | WECC | Jersey Valley Geothermal Power Plant | 34691 | Ormat Nevada Inc | 40.1808 | -117.4739 | Jersey Valley Rd | Imlay | NV | 89418 | Pershing | WECC | NEVP | Nevada Power Company | Other | Geothermal | 2 | OEC 1; OEC 2 | 23.5 | 15.6 | 23.5 | NR | IPP Non-CHP | 120 | Q | [11 empty] | 2010
57377 | WECC | Greater Sandhill I | 56720 | Greater Sandhill I LLC | 37.6855 | -105.8909 | County Road 108 & Eightmile Ln | Mosca | CO | 81146 | Alamosa | WECC | PSCO | Public Service Company of Colorado | Solar | Solar Photovoltaic | 2 | GS-P1; GS-P2 | 19 | 19 | 19 | NR | IPP Non-CHP | 69 | Q |  |  |  |  | 20 | Y | [5 empty] | 2010
57378 | WECC | AV Solar Ranch One | 56722 | AV Solar Ranch 1 LLC | 34.7803 | -118.4244 | 49881 West 170 St. | Lancaster | CA | 93536 | Los Angeles | WECC | CISO | California Independent System Operator | Solar | Solar Photovoltaic | 1 | AVSR | 253 | 241.5 | 241.5 | NR | IPP Non-CHP | 230 | Q | AVSOLAR_7_N008 |  |  |  | 279 | Y | [5 empty] | 2014
57379 | WECC | Poseidon Wind, LLC | 63287 | Axium Arizona Renewables, LLC | 34.6062 | -110.1734 | 533 SR 377 | Herber | AZ | 85928 | Navajo | WECC | AZPS | Arizona Public Service Company | Wind | Onshore Wind Turbine | 1 | 1 | 65.1 | 65.1 | 65.1 | NR | IPP Non-CHP | 345 | Q |  | 31 | Suzlon | 256 | [7 empty] | 2010
57381 | PJM | Linden Solar Farm | 15477 | Public Service Elec & Gas Co | 40.62 | -74.2144 | South Wood Avenue | Linden | NJ | 7036 | Union | RFC | PJM | PJM Interconnection, LLC | Solar | Solar Photovoltaic | 1 | LIND | 2.7 | 2.7 | 2.7 | RE | Electric Utility | 26 | I | 106856865 |  |  |  | 3.2 | [6 empty] | 2010
57382 | PJM | Yardville Solar Farm | 15477 | Public Service Elec & Gas Co | 40.1688 | -74.6567 | Broad Street | Hamilton | NJ | 8611 | Mercer | RFC | PJM | PJM Interconnection, LLC | Solar | Solar Photovoltaic | 1 | YARD | 3.6 | 3.6 | 3.6 | RE | Electric Utility | 13 | I | 106856923 |  |  |  | 4.3 | [6 empty] | 2010
57383 | PJM | WEA Texas Bayonne | 15477 | Public Service Elec & Gas Co | 40.6772 | -74.0919 | 30-100 Pulaski Street | Bayonne | NJ | 7002 | Hudson | RFC | PJM | PJM Interconnection, LLC | Solar | Solar Photovoltaic | 1 | BAYO | 1.5 | 1.5 | 1.5 | RE | Electric Utility | 13 | I | 119118151 |  |  |  | 1.7 | [6 empty] | 2010
57384 | PJM | Matrix Buildings A&B (Perth Amboy) Solar | 15477 | Public Service Elec & Gas Co | 40.5344 | -74.27 | 1000 & 1050 Amboy Avenue | Perth Amboy | NJ | 8861 | Middlesex | RFC | PJM | PJM Interconnection, LLC | Solar | Solar Photovoltaic | 1 | MATR | 2.5 | 2.5 | 2.5 | RE | Electric Utility | 13 | I | 106856889 |  |  |  | 2.9 | [6 empty] | 2011
57385 | MISO | Community Wind North LLC | 13781 | Northern States Power Co - Minnesota | 44.2456 | -96.4064 | Verdi Township | Verdi Township | MN | 56136 | Lincoln | MRO | MISO | Midcontinent Independent Transmission System Operator, Inc.. | Wind | Onshore Wind Turbine | 1 | 34505 | 30 | 25.9 | 25.9 | RE | Electric Utility | 69 | I | MISO | 12 | Clipper | 262.4 | [7 empty] | 2011
57386 | MISO | Ridgewind | 56715 | Ridgewind Power Partners LLC | 44.0189 | -96.0653 | 1169 County Line Ave | Woodstock | MN | 56186 | Pipestone | MRO | MISO | Midcontinent Independent Transmission System Operator, Inc.. | Wind | Onshore Wind Turbine | 1 | WTG1 | 25.3 | 25.3 | 25.3 | NR | IPP Non-CHP | 115 | Q | NSP.CHARA_TR2 | 11 | Siemens | 262.4 | [7 empty] | 2011
57387 | MISO | Ashtabula Wind III LLC | 14232 | Otter Tail Power Co | 47.1242 | -97.8956 | 12306 20th St NE | Luverne | ND | 58056 | Barnes | MRO | MISO | Midcontinent Independent Transmission System Operator, Inc.. | Wind | Onshore Wind Turbine | 1 | GE16 | 62.4 | 62.4 | 62.4 | RE | Electric Utility | 230 | I | OTP.ASHTAIII | 39 | GE | 262.5 | [7 empty] | 2010
57390 | PJM | Haleon York RDC Solar Facility | 56732 | Haleon PLC | 40.0439 | -76.7355 | 105 Willow Springs Lane | York | PA | 17406 | York | RFC | PJM | PJM Interconnection, LLC | Solar | Solar Photovoltaic | 1 | 1 | 2.6 | 1.6 | 1 | NR | IPP Non-CHP | 0.48 | Q |  |  |  |  | 3 | [6 empty] | 2010
57392 | WECC | UASTP I | 24211 | Tucson Electric Power Co | 32.097 | -110.8106 | 9070 S. Rita Road | Tucson | AZ | 85747 | Pima | WECC | TEPC | Tucson Electric Power Company | Solar | Solar Photovoltaic | 1 | UATP1 | 1.2 | 1.5 | 1.5 | RE | Electric Utility | 13.8 | I |  |  |  |  | 1.6 | Y | [5 empty] | 2010
57393 | WECC | Big Sky Dairy Digester | 56718 | DF-AP #1 LLC | 42.8656 | -114.7914 | 2395 S. 1500 E | Gooding | ID | 83330 | Gooding | WECC | IPCO | Idaho Power Company | Other | Other Waste Biomass | 2 | GEN1; GEN2 | 1.6 | 1.4 | 1.4 | NR | IPP Non-CHP | 34.5 | Q | [11 empty] | 2009
57394 | WECC | Genesis Solar Energy Project | 56723 | Genesis Solar LLC | 33.665 | -114.9981 | 11995 Wiley's Road | Blythe | CA | 92225 | Riverside | WECC | CISO | California Independent System Operator | Solar | Solar Thermal without Energy Storage | 2 | GEN01; GEN02 | 250 | 250 | 250 | NR | IPP Non-CHP | 230 | Q | [5 empty] | Y | [5 empty] | 2013
57396 | MISO | Danielson Wind Farms LLC | 63024 | BEAM US, LLC | 45.0717 | -94.7522 | 701 Astro Blvd E. | Cosmos | MN | 56228 | Meeker | MRO | MISO | Midcontinent Independent Transmission System Operator, Inc.. | Wind | Onshore Wind Turbine | 1 | DWF | 20 | 20 | 20 | NR | IPP Non-CHP | 69 | Q |  | 12 | Alstom | 262.4 | [7 empty] | 2011
57397 | PJM | Dow Jones South Brunswick Solar | 56728 | Dow Jones & Co | 40.3698 | -74.5868 | 4300 US Highway 1 | Monmouth Junction | NJ | 8852 | Middlesex | RFC | PJM | PJM Interconnection, LLC | Solar | Solar Photovoltaic | 2 | PV01; PV02 | 3.6 | 3.6 | 3.6 | NR | IPP Non-CHP | 69 | COM |  |  |  |  | 4.1 | [6 empty] | 2010
57399 | MISO | Cannelton Hydroelectric Plant | 40577 | American Mun Power-Ohio, Inc | 37.8997 | -86.7058 | 700 West Wecor Road | Hawesville | KY | 42348 | Hancock | SERC | MISO | Midcontinent Independent Transmission System Operator, Inc.. | Other | Conventional Hydroelectric | 3 | CG1; CG2; CG3 | 87.9 | 87.9 | 87.9 | RE | Electric Utility | 138 | M | [11 empty] | 2016
57400 | MISO | Smithland Hydroelectric Plant | 40577 | American Mun Power-Ohio, Inc | 37.1696 | -88.4195 | 1297B Smithland Dam Road | Smithland | KY | 42081 | Livingston | SERC | MISO | Midcontinent Independent Transmission System Operator, Inc.. | Other | Conventional Hydroelectric | 3 | SG1; SG2; SG3 | 75.9 | 75.9 | 75.9 | RE | Electric Utility | 161 | M | [11 empty] | 2017
57401 | PJM | Willow Island Hydroelectric Plant | 40577 | American Mun Power-Ohio, Inc | 39.3578 | -81.3179 | 32400 WV 2 | Willow Island | WV | 26134 | Pleasants | RFC | PJM | PJM Interconnection, LLC | Other | Conventional Hydroelectric | 2 | WIG1; WIG2 | 44 | 44 | 44 | RE | Electric Utility | 138 | M | [11 empty] | 2016
57403 | WECC | Northwest Regional | 54842 | WM Renewable Energy LLC | 33.6819 | -112.4767 | 19401 W Deer Valley Road | Surprise | AZ | 85387 | Maricopa | WECC | AZPS | Arizona Public Service Company | Other | Landfill Gas | 2 | GEN1; GEN2 | 3.2 | 3.2 | 3.2 | NR | IPP Non-CHP | 69 | IND | APS | [10 empty] | 2012
57405 | MISO | Eagle Valley (MI) | 54842 | WM Renewable Energy LLC | 42.7225 | -83.2631 | 600 W Silver Bell Road | Orion | MI | 48359 | Oakland | RFC | MISO | Midcontinent Independent Transmission System Operator, Inc.. | Other | Landfill Gas | 2 | GEN1; GEN2 | 3.2 | 3.2 | 3.2 | NR | IPP Non-CHP | 13.2 | IND | DTE | [10 empty] | 2011
57410 | PJM | Geneva | 54842 | WM Renewable Energy LLC | 41.795 | -80.91 | 4339 Tuttle Road | Geneva | OH | 44041 | Ashtabula | RFC | PJM | PJM Interconnection, LLC | Other | Landfill Gas | 5 | GEN1; GEN2; GEN3; GEN4; GEN5 | 4 | 4 | 4 | NR | IPP Non-CHP | 36 | IND | GENEVALF | [10 empty] | 2013
57411 | PJM | Mahoning | 54842 | WM Renewable Energy LLC | 40.9144 | -80.5861 | 3510 E Garfield Road | New Springfield | OH | 44443 | Mahoning | RFC | PJM | PJM Interconnection, LLC | Other | Landfill Gas | 5 | GEN1; GEN2; GEN3; GEN4; GEN5 | 4 | 4 | 4 | NR | IPP Non-CHP | 69 | IND | MAHONILF | [10 empty] | 2013
57412 | PJM | Knouse Solar Project 1 | 56741 | Knouse Food Cooperative Inc | 40.0264 | -77.2344 | 47 Coon Road | Gardners | PA | 17324 | Cumberland | RFC | PJM | PJM Interconnection, LLC | Solar | Solar Photovoltaic | 1 | 1 | 3 | 2.8 | 1.3 | NR | Industrial Non-CHP | 35 | IND |  |  |  |  | 3.2 | [6 empty] | 2010
57417 | MISO | Elk Wind Farm | 60025 | Greenbacker Renewable Energy Corporation | 42.5839 | -91.3708 | 1419 220th Avenue | Greeley | IA | 52050 | Delaware | MRO | MISO | Midcontinent Independent Transmission System Operator, Inc.. | Wind | Onshore Wind Turbine | 1 | NORD | 40.8 | 40.8 | 40.8 | NR | IPP Non-CHP | 69 | Q |  | 17 | Nordex | 328 | [7 empty] | 2011
57421 | MISO | Gratiot Wind Park | 5109 | DTE Electric Company | 43.4339 | -84.4975 | 7330 E. Monroe Rd | Breckenridge | MI | 48615 | Gratiot | RFC | MISO | Midcontinent Independent Transmission System Operator, Inc.. | Wind | Onshore Wind Turbine | 1 | 1 | 102 | 102 | 102 | RE | Electric Utility | 138 | I |  | 64 | GE | 328 | [7 empty] | 2011
57422 | WECC | Yolo County Solar Project | 56751 | Yolo County of | 38.6597 | -121.7294 | 2420 East Gibson Street | Woodland | CA | 95695 | Yolo | WECC | CISO | California Independent System Operator | Solar | Solar Photovoltaic | 1 | 1 | 1 | 1 | 1 | NR | Commercial Non-CHP | 480 | M |  |  |  |  | 1.1 | [6 empty] | 2010
57424 | MISO | Buffalo Ridge II LLC | 15399 | Avangrid Power LLC | 44.5281 | -96.6267 | 21006 486th Avenue | Elkton | SD | 57026 | Brookings | WECC | MISO | Midcontinent Independent Transmission System Operator, Inc.. | Wind | Onshore Wind Turbine | 1 | 1 | 210 | 210 | 210 | NR | IPP Non-CHP | 230 | Q |  | 105 | Gamesa | 256 | [7 empty] | 2010
57427 | WECC | Ryegrass Windfarm | 64742 | Mountain Air Projects, LLC | 43.0371 | -115.4397 | 6000 N Foxtail Way | Glenns Ferry | ID | 83623 | Elmore | WECC | IPCO | Idaho Power Company | Wind | Onshore Wind Turbine | 1 | 1 | 23 | 23 | 23 | NR | IPP Non-CHP | 230 | Q |  | 10 | Siemens | 262.4 | [7 empty] | 2012
57428 | WECC | Hammett Hill Windfarm | 64742 | Mountain Air Projects, LLC | 43.0061 | -115.4633 | 6000 N Foxtail Way | Glenns Ferry | ID | 83623 | Elmore | WECC | IPCO | Idaho Power Company | Wind | Onshore Wind Turbine | 1 | 1 | 23 | 23 | 23 | NR | IPP Non-CHP | 230 | Q |  | 10 | Siemens | 262.4 | [7 empty] | 2012
57429 | WECC | Mainline Windfarm | 64742 | Mountain Air Projects, LLC | 43.0483 | -115.4129 | 6000 N Foxtail Way | Glenns Ferry | ID | 83623 | Elmore | WECC | IPCO | Idaho Power Company | Wind | Onshore Wind Turbine | 1 | 1 | 23 | 23 | 23 | NR | IPP Non-CHP | 230 | Q |  | 10 | Siemens | 262.4 | [7 empty] | 2012
57430 | WECC | Desert Meadow Windfarm | 64742 | Mountain Air Projects, LLC | 43.0566 | -115.452 | 6000 N Foxtail Way | Glenns Ferry | ID | 83623 | Elmore | WECC | IPCO | Idaho Power Company | Wind | Onshore Wind Turbine | 1 | 1 | 23 | 23 | 23 | NR | IPP Non-CHP | 230 | Q |  | 10 | Siemens | 262.4 | [7 empty] | 2012
57431 | WECC | Cold Springs Windfarm | 64742 | Mountain Air Projects, LLC | 43.0281 | -115.4005 | 6000 N Foxtail Way | Glenns Ferry | ID | 83623 | Elmore | WECC | IPCO | Idaho Power Company | Wind | Onshore Wind Turbine | 1 | 1 | 23 | 23 | 23 | NR | IPP Non-CHP | 230 | Q |  | 10 | Siemens | 262.4 | [7 empty] | 2012
57432 | MISO | Oak Glen Wind Farm | 12667 | Minnesota Municipal Power Agny | 43.9206 | -93.1406 | 4401-5399 SE 118th Street | Blooming Prairie | MN | 55319 | Steele | MRO | MISO | Midcontinent Independent Transmission System Operator, Inc.. | Wind | Onshore Wind Turbine | 1 | 1 | 44 | 44 | 44 | RE | Electric Utility | 69 | P | ALTW.MMPA.OGWF | 24 | Vestas | 262.4 | [7 empty] | 2011
57434 | MISO | Valley View Transmission LLC | 56769 | Consolidated Edison Development Inc. | 43.9028 | -96.0217 | 399 15th Avenue | Chandler | MN | 56128 | Murray | MRO | MISO | Midcontinent Independent Transmission System Operator, Inc.. | Wind | Onshore Wind Turbine | 1 | VVT | 10 | 10 | 10 | NR | IPP Non-CHP | 69 | Q |  | 5 | Gamesa | 256 | [7 empty] | 2011
57435 | PJM | Solar Star North Carolina II LLC | 65411 | Duke Energy Renewables Services | 36.425 | -77.064 | US-158 | Murfreesboro | NC | 27855 | Hertford | SERC | PJM | PJM Interconnection, LLC | Solar | Solar Photovoltaic | 5 | 1; 2; 3; 4; 5 | 6.5 | 5 | 5 | NR | IPP Non-CHP | 34.5 | Q |  |  |  |  | 7.5 | Y | [5 empty] | 2011
57437 | WECC | Juniper Ridge Hydroelectric Project | 3220 | Central Oregon Irrigation Dist | 44.1427 | -121.2697 | 64555 N Highway 97 | Bend | OR | 97701 | Deschutes | WECC | PACW | PacifiCorp - West | Other | Conventional Hydroelectric | 1 | 21-01 | 5 | 3.3 | 1.1 | NR | IPP Non-CHP | 69 | P | [11 empty] | 2010
57439 | WECC | California Valley Solar Ranch | 64536 | Clearway Energy Operating LLC | 35.3237 | -119.9166 | 13505 Carrisa Highway | California Valley | CA | 93453 | San Luis Obispo | WECC | CISO | California Independent System Operator | Solar | Solar Photovoltaic | 5 | HPR2; HPR2A; HPR2B; HPR2C; HPR2D | 249.8 | 249.8 | 249.8 | NR | IPP Non-CHP | 230 | Q |  |  |  |  | 312.9 | Y | [5 empty] | 2012
57441 | WECC | Solar Photovoltaic Project #42 | 17609 | Southern California Edison Co | 36.0281 | -119.0747 | 2782 West Edison Court | Tulare | CA | 93257 | Tulare | WECC | CISO | California Independent System Operator | Solar | Solar Photovoltaic | 10 | S42A; S42B; S42C; S42D; S42E; S42F; S42G; S42H; S42I; S42J | 5 | 5 | 5 | RE | Electric Utility | 12 | I |  |  |  |  | 7 | [6 empty] | 2012
57442 | WECC | Silver State Solar Power North | 62968 | Silver State Solar Power North, LLC | 35.7931 | -115.3503 | 1250 East Primm Blvd | Primm | NV | 89019 | Clark | WECC | NEVP | Nevada Power Company | Solar | Solar Photovoltaic | 1 | 56188 | 52 | 50 | 50 | NR | IPP Non-CHP | 230 | Q |  |  |  |  | 63.5 | [6 empty] | 2012
57443 | MISO | Pine Tree Acres WM LFGTE | 54842 | WM Renewable Energy LLC | 42.765 | -82.7456 | 36600 29 Mile Road | Lenox | MI | 48048 | Macomb | RFC | MISO | Midcontinent Independent Transmission System Operator, Inc.. | Other | Landfill Gas | 8 | GEN1; GEN2; GEN3; GEN4; GEN5; GEN6; GEN7; GEN8 | 12.8 | 12.8 | 12.8 | NR | IPP Non-CHP | 120 | IND | DECO.PINE_TREE | [10 empty] | 2012
57444 | WECC | Two Ponds Windfarm | 64742 | Mountain Air Projects, LLC | 43.0338 | -115.4826 | 6000 N Foxtail Way | Glenns Ferry | ID | 83623 | Elmore | WECC | IPCO | Idaho Power Company | Wind | Onshore Wind Turbine | 1 | 1 | 23 | 23 | 23 | NR | IPP Non-CHP | 235 | Q |  | 10 | Siemens | 262.4 | [7 empty] | 2012
57446 | WECC | McGinness Hills | 34691 | Ormat Nevada Inc | 39.5911 | -116.9119 | 1350 Grass Valley Road | Austin | NV | 89310 | Lander | WECC | NEVP | Nevada Power Company | Other | Geothermal | 6 | 1; 2; 3; OE23R; OEC21; OEC22 | 104 | 70.6 | 104 | NR | IPP Non-CHP | 230 | Q | [11 empty] | 2012
57447 | PJM | Laurel Mountain Hybrid | 61012 | AES Distributed Energy | 39.0072 | -79.8866 | 57 Turbine View Road | Belington | WV | 26250 | Barbour | RFC | PJM | PJM Interconnection, LLC | Mixed | Onshore Wind Turbine; Batteries | 2 | 1; 2 | 113.6 | 113.6 | 113.6 | NR | IPP Non-CHP | 138 | Q |  | 61 | GE | 262 |  |  |  | 16 | 16 | 16 | LIB | 2011
57448 | PJM | Pilesgrove | 56769 | Consolidated Edison Development Inc. | 39.613 | -75.3095 | 388 Mannington-Yorketown Road | Pilesgrove | NJ | 8098 | Salem | RFC | PJM | PJM Interconnection, LLC | Solar | Solar Photovoltaic | 1 | PILE | 18 | 17.7 | 17.7 | NR | IPP Non-CHP | 12 | Q |  |  |  |  | 20 | [6 empty] | 2011
57449 | PJM | Blue Creek Wind Project | 15399 | Avangrid Power LLC | 40.9315 | -84.5618 | 10900 Road 24 | Paulding | OH | 45616 | Van Wert | RFC | PJM | PJM Interconnection, LLC | Wind | Onshore Wind Turbine | 1 | 1 | 302 | 302 | 302 | NR | IPP Non-CHP | 345 | Q |  | 152 | Gamesa | 328 | [7 empty] | 2011
57451 | WECC | Tuscarora Geothermal Power Plant | 34691 | Ormat Nevada Inc | 41.4828 | -116.1511 | Spanish Ranch Road | Tuscarora | NV | 89834 | Elko | WECC | NEVP | Nevada Power Company | Other | Geothermal | 2 | G9200; G9250 | 32 | 21.4 | 32 | NR | IPP Non-CHP | 120 | Q | [11 empty] | 2012
57455 | WECC | Solar Borrego I | 57271 | NRG Solar Borrego I | 33.2989 | -116.3508 | South of Henderson County Road | Borrego Springs | CA | 92004 | San Diego | WECC | CISO | California Independent System Operator | Solar | Solar Photovoltaic | 1 | SB1 | 26 | 26 | 26 | NR | IPP Non-CHP | 69 | Q |  |  |  |  | 26.5 | Y | [5 empty] | 2013
57456 | WECC | San Emidio | 56764 | USG Nevada LLC | 40.3806 | -119.3997 | PO Box 135 | Gerlach | NV | 89412 | Washoe | WECC | NEVP | Nevada Power Company | Other | Geothermal | 1 | SE-U1 | 11.8 | 6 | 9 | NR | IPP Non-CHP | 60 | Q | [11 empty] | 2012
57457 | WECC | Seneca Sustainable Energy LLC | 56776 | Seneca Sustainable Energy LLC | 44.1163 | -123.179 | 29650 E Enid Road | Eugene | OR | 97440 | Lane | WECC | BPAT | Bonneville Power Administration | Other | Wood/Wood Waste Biomass | 1 | 1 | 19.8 | 19.8 | 19.8 | NR | Industrial CHP | 115 | IND | [11 empty] | 2011
57458 | PJM | 145 Talmadge Solar | 56777 | Avidan Energy Solutions | 40.5358 | -74.3913 | 145 Talmadge Rd | Edison | NJ | 8817 | Middlesex | RFC | PJM | PJM Interconnection, LLC | Solar | Solar Photovoltaic | 1 | 1 | 3.8 | 3.8 | 3.8 | NR | IPP Non-CHP | 13.2 | COM |  |  |  |  | 4.3 | [6 empty] | 2011
57459 | WECC | Mountain View IV | 61012 | AES Distributed Energy | 33.8816 | -116.5527 | 19435 Ruppert St. | North Palm Springs | CA | 92258 | Riverside | WECC | CISO | California Independent System Operator | Wind | Onshore Wind Turbine | 1 | 1 | 49 | 49 | 49 | NR | IPP Non-CHP | 115 | Q |  | 49 | Mitsubishi | 196.8 | [7 empty] | 2012
57460 | WECC | Caltech Central | 56778 | Bloom Energy 2009 PPA | 34.1358 | -118.1267 | 1124 E California St | Pasadena | CA | 91106 | Los Angeles | WECC | CISO | California Independent System Operator | Natural Gas | Other Natural Gas | 11 | CL00; CL01; CL02; CL03; CL04; CL05; CL06; CL07; CL08; CL09; CL10 | 1.1 | 1.1 | 1.1 | NR | IPP Non-CHP | 4 | Q | [11 empty] | 2010 | 2031
57462 | PJM | Napoleon Solar I | 56780 | Enfinity BNB Napoleon Solar LLC | 41.3884 | -84.0958 | 12733 State Route 110 | Napoleon | OH | 43545 | Henry | RFC | PJM | PJM Interconnection, LLC | Solar | Solar Photovoltaic | 1 | 1 | 8 | 8 | 8 | NR | IPP Non-CHP | 12.47 | Q |  |  |  |  | 9.8 | Y | [5 empty] | 2011
57463 | PJM | Bishop Hill Energy LLC | 59139 | SunEdison LLC | 41.2153 | -90.1208 | E 1670 (CR39) and N 450 | Cambridge | IL | 61491 | Henry | RFC | PJM | PJM Interconnection, LLC | Wind | Onshore Wind Turbine | 1 | 1 | 200 | 200 | 200 | NR | IPP Non-CHP | 138 | Q | 135389805 BISHOPHI34.5 KV BISHWF1 | 133 | GE | 328.1 | [7 empty] | 2012
57465 | PJM | Romark PA Solar | 56783 | Romark Logistics of PA Inc. | 40.9361 | -76.0389 | 546 Can-Do Highway | Hazle Township | PA | 18202 | Luzerne | RFC | PJM | PJM Interconnection, LLC | Solar | Solar Photovoltaic | 1 | 1 | 1.8 | 1.8 | 1.8 | NR | Commercial Non-CHP | 12.47 | COM |  |  |  |  | 2 | [6 empty] | 2011
57466 | PJM | Blue Ridge Landfill | 57249 | NextEra Renewable Fuels, LLC | 39.9619 | -77.5611 | 3747 White Church Road | Chambersburg | PA | 17201 | Franklin | RFC | PJM | PJM Interconnection, LLC | Other | Landfill Gas | 4 | GEN1; GEN2; GEN3; GEN4 | 6.4 | 6.4 | 6.4 | NR | IPP Non-CHP | 12.5 | Q | [11 empty] | 2013
57468 | MISO | Crystal Lake 3 LLC | 56786 | Crystal Lake 3 LLC | 43.3192 | -93.8836 | 804 310th Street | Britt | IA | 50423 | Winnebago | MRO | MISO | Midcontinent Independent Transmission System Operator, Inc.. | Wind | Onshore Wind Turbine | 1 | GE1.5 | 66 | 66 | 66 | NR | IPP Non-CHP | 161 | Q |  | 44 | GE | 262.5 | [7 empty] | 2009
57469 | MISO | Garden Wind LLC | 56787 | Garden Wind LLC | 42.2244 | -93.3736 | 18327 720th Ave | Zearing | IA | 50278 | Hardin | MRO | MISO | Midcontinent Independent Transmission System Operator, Inc.. | Wind | Onshore Wind Turbine | 1 | GE1.5 | 150 | 150 | 150 | NR | IPP Non-CHP | 161 | Q |  | 100 | GE | 262.5 | [7 empty] | 2009
57471 | PJM | Murray Hill Solar | 56769 | Consolidated Edison Development Inc. | 40.6844 | -74.4044 | 600 Mountain Ave | New Providence | NJ | 7974 | Union | RFC | PJM | PJM Interconnection, LLC | Solar | Solar Photovoltaic | 1 | MHNJ | 1 | 1 | 1 | NR | IPP Non-CHP | 34 | Q |  |  |  |  | 1.1 | Y | [5 empty] | 2011
57474 | SPP | Ralls Wind Farm | 56790 | Ralls Wind Farm LLC | 33.6611 | -101.39 | 1247 State Highway #207 | Ralls | TX | 79357 | Crosby | MRO | SWPP | Southwest Power Pool | Wind | Onshore Wind Turbine | 1 | 1 | 10 | 10 | 10 | NR | IPP Non-CHP | 69 | Q |  | 5 | SANY | 255.9 | [7 empty] | 2011
57475 | WECC | John L. Featherstone Plant | 56791 | Hudson Ranch Power I LLC | 33.2046 | -115.5733 | 409 West McDonald Road | Calipatria | CA | 92233 | Imperial | WECC | IID | Imperial Irrigation District | Other | Geothermal | 1 | HRP1 | 55 | 49.9 | 49.9 | NR | IPP Non-CHP | 230 | Q | [11 empty] | 2012
57482 | WECC | Sentinel Energy Center, LLC | 56887 | Sentinel Energy Center LLC | 33.9342 | -116.5714 | 62575 Powerline Road | Desert Hot Springs | CA | 92240 | Riverside | WECC | CISO | California Independent System Operator | Natural Gas | Natural Gas Fired Combustion Turbine | 8 | CTG1; CTG2; CTG3; CTG4; CTG5; CTG6; CTG7; CTG8 | 800 | 800 | 800 | NR | IPP Non-CHP | 230 | Q | TOT032G1_7_N001; TOT032G2_7_N001; TOT032G3_7_N001; TOT032G4_7_N001; TOT032G5_7_N001; TOT032G6_7_N001; TOT032G7_7_N001; TOT032G8_7_N001 | [10 empty] | 2013
57483 | WECC | Mariposa Energy Project | 49981 | Diamond Generating Corporation | 37.7892 | -121.6019 | 4887 Bruns Road | Byron | CA | 94514 | Alameda | WECC | CISO | California Independent System Operator | Natural Gas | Natural Gas Fired Combustion Turbine | 4 | CTG1; CTG2; CTG3; CTG4 | 199.6 | 199.6 | 199.6 | NR | IPP Non-CHP | 230 | Q | [11 empty] | 2012
57484 | WECC | Manzana Wind LLC | 15399 | Avangrid Power LLC | 34.9349 | -118.4612 | 17890 Champagne Ave | Rosamond | CA | 93560 | Kern | WECC | CISO | California Independent System Operator | Wind | Onshore Wind Turbine | 1 | GEN1 | 189 | 189 | 189 | NR | IPP Non-CHP | 220 | Q |  | 126 | GE | 213 | [7 empty] | 2012
57485 | PJM | Flemington Solar | 56769 | Consolidated Edison Development Inc. | 40.4839 | -74.8567 | 21 Kuhl Road | Flemington | NJ | 8822 | Hunterdon | RFC | PJM | PJM Interconnection, LLC | Solar | Solar Photovoltaic | 1 | FSNJ | 8 | 7.9 | 7.9 | NR | IPP Non-CHP | 35 | Q |  |  |  |  | 10 | [6 empty] | 2011
57486 | PJM | Frenchtown I Solar | 56769 | Consolidated Edison Development Inc. | 40.5217 | -75.0122 | 1038 Route 12 | Frenchtown | NJ | 8225 | Hunterdon | RFC | PJM | PJM Interconnection, LLC | Solar | Solar Photovoltaic | 1 | F1NJ | 3 | 3 | 3 | NR | IPP Non-CHP | 35 | Q |  |  |  |  | 3.5 | [6 empty] | 2012
57487 | PJM | Frenchtown II Solar | 56769 | Consolidated Edison Development Inc. | 40.5144 | -74.9769 | 30 Slacktown Road | Frenchtown | NJ | 8825 | Hunterdon | RFC | PJM | PJM Interconnection, LLC | Solar | Solar Photovoltaic | 1 | F2NJ | 3 | 3 | 3 | NR | IPP Non-CHP | 35 | Q |  |  |  |  | 3.5 | [6 empty] | 2011
57488 | PJM | Lebanon Solar | 56769 | Consolidated Edison Development Inc. | 40.6758 | -74.9122 | 111 Buffalo Hollow Road | Glen Gardner | NJ | 8826 | Hunterdon | RFC | PJM | PJM Interconnection, LLC | Solar | Solar Photovoltaic | 1 | LSNJ | 2 | 2 | 2 | NR | IPP Non-CHP | 12 | Q |  |  |  |  | 2.5 | [6 empty] | 2011
57489 | SPP | Oak Grove Power Producers | 61038 | Cube District Energy, LLC | 37.6297 | -94.6414 | 1152 E 700th Ave PO Box 55 | Arcadia | KS | 66711 | Crawford | MRO | SWPP | Southwest Power Pool | Other | Landfill Gas | 2 | G1; G2 | 3.6 | 3.4 | 3.4 | NR | IPP Non-CHP | 24.94 | Q | [11 empty] | 2010
57490 | WECC | Imperial Solar Energy Center South | 56819 | CSOLAR IV South LLC | 32.6633 | -115.6583 | 147 Pulliam Rd | Calexico | CA | 92231 | Imperial | WECC | CISO | California Independent System Operator | Solar | Solar Photovoltaic | 1 | 56819 | 128.9 | 128.9 | 128.9 | NR | IPP Non-CHP | 230 | Q | CSLR4S_2_SOLAR |  |  |  | 172.2 | [6 empty] | 2013
57491 | WECC | Imperial Solar Energy Center West | 57260 | CSOLAR IV West LLC | 32.7722 | -115.7793 | 3020 West County Road 16 | Seeley | CA | 92273 | Imperial | WECC | CISO | California Independent System Operator | Solar | Solar Photovoltaic | 1 | 56819 | 148.7 | 148.7 | 148.7 | NR | IPP Non-CHP | 230 | Q | IVWEST_2_SOLAR1-APND |  |  |  | 182.3 | Y | [5 empty] | 2016
57493 | MISO | Settlers Trail Wind Farm LLC | 56215 | Big Sky Wind, LLC | 40.6944 | -87.5708 | 1570 N CR 41 | Sheldon | IL | 60966 | Iroquois | SERC | MISO | Midcontinent Independent Transmission System Operator, Inc.. | Wind | Onshore Wind Turbine | 1 | STWF | 150.4 | 150.4 | 150.4 | NR | IPP Non-CHP | 138 | Q | AMIL.STWF | 94 | GE | 262.4 | [7 empty] | 2011
57494 | PJM | Masser Farms Realty Solar | 56816 | Masser Farms Realty Ltd | 40.6406 | -76.6054 | 2 Fearnot Road | Sacramento | PA | 17968 | Schuylkill | RFC | PJM | PJM Interconnection, LLC | Solar | Solar Photovoltaic | 1 | MFRS | 1 | 1 | 0.7 | NR | IPP Non-CHP | 0.77 | Q |  |  |  |  | 1.2 | [6 empty] | 2011
57496 | WECC | Tieton Dam Hydro Electric Project | 2507 | City of Burbank Water and Power | 46.658 | -121.1287 | 34582 Highway 12 | Rimrock | WA | 98937 | Yakima | WECC | PACW | PacifiCorp - West | Other | Conventional Hydroelectric | 2 | UNIT1; UNIT2 | 13.8 | 13.8 | 13.8 | RE | Electric Utility | 115 | M | [11 empty] | 2006
57497 | WECC | Stroud Solar Station | 14328 | Pacific Gas & Electric Co. | 36.5314 | -120.1069 | 18285 W Kamm Avenue | Helm | CA | 93627 | Fresno | WECC | CISO | California Independent System Operator | Solar | Solar Photovoltaic | 1 | 1 | 20 | 20 | 20 | RE | Electric Utility | 12 | I | STROUD_6_N003 |  |  |  | 24.6 | [6 empty] | 2011
57498 | WECC | Five Points Solar Station | 14328 | Pacific Gas & Electric Co. | 36.4003 | -120.1033 | 23011 S Lassen Avenue | Five Points | CA | 96324 | Fresno | WECC | CISO | California Independent System Operator | Solar | Solar Photovoltaic | 1 | 1 | 15 | 15 | 15 | RE | Electric Utility | 12 | I | SCHLNDLR_7_N002 |  |  |  | 17.6 | [6 empty] | 2011
57499 | WECC | Westside Solar Station | 14328 | Pacific Gas & Electric Co. | 36.3787 | -120.1249 | 34345 S Trinity Avenue | Five Points | CA | 96324 | Fresno | WECC | CISO | California Independent System Operator | Solar | Solar Photovoltaic | 1 | 1 | 15 | 15 | 15 | RE | Electric Utility | 12 | I | SCHLNDLR_7_N003 |  |  |  | 18.5 | [6 empty] | 2011
57500 | MISO | Laurel Wind Farm | 12341 | MidAmerican Energy Co | 41.8833 | -92.9333 | 1805 E Anson St | Laurel | IA | 50158 | Marshall | MRO | MISO | Midcontinent Independent Transmission System Operator, Inc.. | Wind | Onshore Wind Turbine | 1 | LWF | 123.4 | 119.6 | 119.6 | RE | Electric Utility | 161 | I | MEC.LAUREL_1 | 52 | Siemens | 262.4 | [7 empty] | 2011
57501 | MISO | Rolling Hills Wind Farm | 12341 | MidAmerican Energy Co | 41.1973 | -94.7744 | 75121 Pella Road | Massena | IA | 50853 | Cass | MRO | MISO | Midcontinent Independent Transmission System Operator, Inc.. | Wind | Onshore Wind Turbine | 1 | RHWF | 484.2 | 443.2 | 443.2 | RE | Electric Utility | 345 | I | MEC.ROLLHILL_1, MEC.ROLLHILL_2, MEC.ROLLHILL_3 | 193 | Siemens | 262.4 | [7 empty] | 2011
57506 | WECC | FRV SI Transport Solar LP | 65924 | FRV SI Transport Solar, L.P. (Sacremento) | 38.4869 | -121.3911 | 7340 French Road | Sacramento | CA | 95828 | Sacramento | WECC | CISO | California Independent System Operator | Solar | Solar Photovoltaic | 1 | SEIM | 1 | 1 | 1 | NR | IPP Non-CHP | 12 | Q |  |  |  |  | 1.2 | [6 empty] | 2010
57507 | WECC | RV CSU Power II LLC | 56828 | RV CSU Power II LLC | 40.5928 | -105.1471 | 3841 LaPorte Avenue | Fort Collins | CO | 80521 | Larimer | WECC | PSCO | Public Service Company of Colorado | Solar | Solar Photovoltaic | 1 | CSUII | 3 | 3 | 3 | NR | Commercial Non-CHP | 13.2 | Q |  |  |  |  | 3.3 | [6 empty] | 2010
57509 | WECC | Carson Solar I | 56830 | Carson Solar 1 LLC | 38.7228 | -104.7817 | SW Corner of Titus Blvd and Bu | Colorado Springs | CO | 80913 | El Paso | WECC | WACM | Western Area Power Administration - Rocky Mountain Region | Solar | Solar Photovoltaic | 1 | 1 | 2 | 1.5 | 1.4 | NR | IPP Non-CHP | 12.47 | Q |  |  |  |  | 2 | [6 empty] | 2007
57514 | WECC | Ocotillo Express LLC | 56545 | Pattern Operators LP | 32.7528 | -116.0447 | 1377 West Imerial Highway | Ocotillo | CA | 92259 | Imperial | WECC | CISO | California Independent System Operator | Wind | Onshore Wind Turbine | 1 | WTG | 265.4 | 265.4 | 265.4 | NR | IPP Non-CHP | 500 | Q |  | 112 | Siemens | 262.4 | [7 empty] | 2012
57515 | WECC | Walnut Creek Energy Park | 59980 | Walnut Creek LLC | 34.0087 | -117.9449 | 911 Bixby Drive | Industry | CA | 91744 | Los Angeles | WECC | CISO | California Independent System Operator | Natural Gas | Natural Gas Fired Combustion Turbine | 5 | GT1; GT2; GT3; GT4; GT5 | 500 | 500.5 | 500.5 | NR | IPP Non-CHP | 230 | Q | CAISO WALCRK_2_CTG1; CAISO WALCRK_2_CTG2; CAISO WALCRK_2_CTG3; CAISO WALCRK_2_CTG4; CAISO WALCRK_2_CTG5 | [10 empty] | 2013
57517 | SPP | DeWind Frisco | 56627 | DeWind Co. | 36.4985 | -101.6053 | 15150 County Road 2 | Gruver | TX | 79040 | Hansford | MRO | SWPP | Southwest Power Pool | Wind | Onshore Wind Turbine | 1 | FRISC | 20 | 20 | 20 | NR | IPP Non-CHP | 115 | Q | SPSDWSFRSCOUNFRISCO_WIND | 10 | DeWind | 262.5 | [7 empty] | 2012
57521 | WECC | Giffen | 14328 | Pacific Gas & Electric Co. | 36.5303 | -120.3161 | 14240 San Mateo Avenue | TBD | CA | 93608 | Fresno | WECC | CISO | California Independent System Operator | Solar | Solar Photovoltaic | 1 | 1 | 10 | 10 | 10 | RE | Electric Utility | 12 | I | GIFFGEN_7_N002 |  |  |  | 13.1 | [6 empty] | 2012
57522 | WECC | Cantua Solar Station | 14328 | Pacific Gas & Electric Co. | 36.4251 | -120.3435 | 21007 Stanislaus Avenue | TBD | CA | 93608 | Fresno | WECC | CISO | California Independent System Operator | Solar | Solar Photovoltaic | 1 | 1 | 20 | 20 | 20 | RE | Electric Utility | 12 | I | CANTGEN_7_N002 |  |  |  | 26.3 | [6 empty] | 2012
57523 | WECC | Huron Solar Station | 14328 | Pacific Gas & Electric Co. | 36.1814 | -120.0306 | 17123 W Gale Avenue | Huron | CA | 93234 | Fresno | WECC | CISO | California Independent System Operator | Solar | Solar Photovoltaic | 1 | 1 | 20 | 20 | 20 | RE | Electric Utility | 12 | I | HURONGEN_7_ND002 |  |  |  | 26.8 | [6 empty] | 2012
57524 | WECC | Roger Road WWTP | 56857 | SunE M5C Holdings LLC | 32.2894 | -111.0331 | 2600 W Sweetwater Drive | Tucson | AZ | 85705 | Pima | WECC | TEPC | Tucson Electric Power Company | Solar | Solar Photovoltaic | 1 | 1 | 1.1 | 0.9 | 0.9 | NR | IPP Non-CHP | 13.8 | Q |  |  |  |  | 1.1 | Y | [5 empty] | 2010
57526 | WECC | North Hurlburt Wind LLC | 56865 | Caithness Shepherds Flat LLC | 45.7316 | -120.0835 | 76288 Rhea Road | Arlington | OR | 97812 | Gilliam | WECC | BPAT | Bonneville Power Administration | Wind | Onshore Wind Turbine | 1 | NORTH | 265 | 265 | 265 | NR | IPP Non-CHP | 230 | Q |  | 106 | GE | 279 | [7 empty] | 2012
57530 | WECC | Palouse | 60453 | Onward Energy | 47.1558 | -117.3644 | 1171 Baird Road | Oakesdale | WA | 99170 | Whitman | WECC | AVA | Avista Corporation | Wind | Onshore Wind Turbine | 1 | 1 | 105.3 | 105.3 | 105.3 | NR | IPP Non-CHP | 230 | Q |  | 58 | Vestas | 262 | [7 empty] | 2012
57547 | MISO | Winona County Wind LLC | 56874 | Winona County Wind LLC | 44.1125 | -91.9247 | 15535 County Rd 31 | Altura | MN | 55910 | Winona | MRO | MISO | Midcontinent Independent Transmission System Operator, Inc.. | Wind | Onshore Wind Turbine | 1 | WCW | 1.5 | 0.5 | 0.4 | NR | IPP Non-CHP | 12.47 | Q |  | 2 | Unison | 223 | [7 empty] | 2011
57549 | WECC | South Hurlburt Wind LLC | 56865 | Caithness Shepherds Flat LLC | 45.7063 | -120.08 | 76287 Rhea Road | Arlington | OR | 97812 | Gilliam | WECC | BPAT | Bonneville Power Administration | Wind | Onshore Wind Turbine | 1 | SOUTH | 290 | 290 | 290 | NR | IPP Non-CHP | 230 | Q |  | 116 | GE | 279 | [7 empty] | 2012
57550 | WECC | Horseshoe Bend Wind LLC | 56865 | Caithness Shepherds Flat LLC | 45.5855 | -120.0082 | 6889 Eight Mile Road | Arlington | OR | 97812 | Gilliam | WECC | BPAT | Bonneville Power Administration | Wind | Onshore Wind Turbine | 1 | HORSE | 290 | 290 | 290 | NR | IPP Non-CHP | 230 | Q |  | 116 | GE | 279 | [7 empty] | 2012
57551 | WECC | Garland Canal Power Plant | 56880 | Shoshone Irrigation District | 44.7264 | -108.8644 | 1457 Lane 11 | Powell | WY | 82435 | Park | WECC | PACE | PacifiCorp - East | Other | Conventional Hydroelectric | 1 | MAIN | 2.9 | 2.6 | 2 | NR | IPP Non-CHP | 12.7 | P | [11 empty] | 1983
57553 | MISO | Shirley Wind | 65411 | Duke Energy Renewables Services | 44.3481 | -87.9278 | 6080 Glenmore Rd | Denmark | WI | 54208 | Brown | MRO | MISO | Midcontinent Independent Transmission System Operator, Inc.. | Wind | Onshore Wind Turbine | 1 | 1 | 20 | 20 | 20 | NR | IPP Non-CHP | 24.9 | Q |  | 8 | Nordex | 272 | [7 empty] | 2010
57554 | WECC | AFA Solar Farm | 56892 | Solar Star Colorado II LLC | 38.9579 | -104.8066 | Air Force Academy | Colorado Springs | CO | 80840 | El Paso | WECC | WACM | Western Area Power Administration - Rocky Mountain Region | Solar | Solar Photovoltaic | 1 | AFA1 | 5.5 | 5.5 | 5.5 | NR | IPP Non-CHP | 12.47 | Q |  |  |  |  | 6 | Y | [5 empty] | 2011
57555 | WECC | Pio Pico Energy Center | 56895 | Pio Pico Energy Center LLC | 32.5739 | -116.9178 | 7363 Calzada de la Fuente | San Diego | CA | 92154 | San Diego | WECC | CISO | California Independent System Operator | Natural Gas | Natural Gas Fired Combustion Turbine | 3 | CTG1; CTG2; CTG3 | 395.4 | 318 | 336 | NR | IPP Non-CHP | 230 | Q | PIOPICO1_7_N001; PIOPICO2_7_N001; PIOPICO3_7_N001 | [10 empty] | 2016
57556 | WECC | La Senita | 19728 | UNS Electric, Inc | 35.2417 | -114.0046 | E Gordon Drive | Kingman | AZ | 86409 | Mohave | WECC | TEPC | Tucson Electric Power Company | Solar | Solar Photovoltaic | 1 | 1 | 1 | 1 | 1 | RE | Electric Utility | 12.47 | I |  |  |  |  | 1.2 | Y | [5 empty] | 2011
57557 | WECC | Sunnyvale City of WPCP | 56898 | Sunnyvale City of WPCP | 37.4194 | -122.0153 | 1444 Borregas Ave | Sunnyvale | CA | 94088 | Santa Clara | WECC | CISO | California Independent System Operator | Natural Gas | Natural Gas Internal Combustion Engine | 2 | S-14; S-15 | 1.6 | 1.6 | 1.6 | RE | Electric Utility | 4.16 | M | [11 empty] | 1997 | 2028
57559 | WECC | Sunset Reservoir North Basin | 65411 | Duke Energy Renewables Services | 37.7509 | -122.4818 | 24th Ave & Ortega St | San Francisco | CA | 94121 | San Francisco | WECC | CISO | California Independent System Operator | Solar | Solar Photovoltaic | 1 | 1 | 4.5 | 4.5 | 4.5 | NR | IPP Non-CHP | 12 | Q |  |  |  |  | 5 | [6 empty] | 2010
57560 | WECC | Chino Valley Solar | 803 | Arizona Public Service Co | 34.7184 | -112.429 | 1900 East Road 4 South | Chino Valley | AZ | 86323 | Yavapai | WECC | AZPS | Arizona Public Service Company | Mixed | Batteries; Solar Photovoltaic | 2 | CV19M; PV1 | 38 | 38 | 38 | RE | Electric Utility | 69 | I | GK_GNODECHV |  |  |  | 21 | Y |  | 76 | 19 | 19 | LIB | 2012
57561 | WECC | Cotton Center Solar Hybrid | 803 | Arizona Public Service Co | 33.0347 | -112.6617 | 45625 S Old US 80 | Gila Bend | AZ | 85337 | Maricopa | WECC | AZPS | Arizona Public Service Company | Mixed | Batteries; Solar Photovoltaic | 2 | CC17M; PV1 | 34 | 34 | 34 | RE | Electric Utility | 12.5 | I |  |  |  |  | 21 | Y |  | 51 | 17 | 17 | LIB | 2011
57562 | WECC | Paloma Solar Hybrid | 803 | Arizona Public Service Co | 33.0211 | -112.6614 | 46700 S Old US 80 | Gila Bend | AZ | 85337 | Maricopa | WECC | AZPS | Arizona Public Service Company | Mixed | Batteries; Solar Photovoltaic | 2 | PA17M; PV1 | 34 | 34 | 34 | RE | Electric Utility | 12.5 | I |  |  |  |  | 22.5 | N |  | 51 | 17 | 17 | LIB | 2011
57563 | WECC | Hyder Solar Hybrid | 803 | Arizona Public Service Co | 33.0257 | -113.344 | 75100 E County 14 1/2 St | Hyder | AZ | 85333 | Yuma | WECC | AZPS | Arizona Public Service Company | Mixed | Batteries; Solar Photovoltaic | 3 | H116M; PV1; PV2 | 48 | 47 | 47 | RE | Electric Utility | 12.5 | I |  |  |  |  | 39.6 | Y |  | 48 | 16 | 16 | LIB | 2011
57564 | WECC | Algonquin Power Sanger LLC | 56905 | Algonquin Power Sanger LLC | 36.6842 | -119.5522 | 1125 Muscat Ave | Sanger | CA | 93657 | Fresno | WECC | CISO | California Independent System Operator | Natural Gas | Natural Gas Fired Combined Cycle | 2 | CTG; STG2 | 61.5 | 61.5 | 61.5 | NR | IPP Non-CHP | 115 | Q | [11 empty] | 2007
57567 | WECC | Albuquerque Solar Energy Center | 59300 | PNM Resources | 35.169 | -106.6 | 4400 Paseo Del Norte | Albuquerque | NM | 87113 | Bernalillo | WECC | PNM | Public Service Company of New Mexico | Solar | Solar Photovoltaic | 1 | ASEC1 | 2 | 2 | 2 | RE | Electric Utility | 12.47 | I |  |  |  |  | 2.4 | [6 empty] | 2011
57570 | PJM | Cooper Farms VW Project | 56912 | Cooper Hatchery Inc. | 40.9058 | -84.5703 | 6793 US Route 127 North | Van Wert | OH | 45891 | Van Wert | RFC | PJM | PJM Interconnection, LLC | Wind | Onshore Wind Turbine | 1 | WTG | 4.5 | 4.5 | 4.5 | NR | Industrial Non-CHP | 12.47 | IND |  | 3 | Goldwind | 263 | [7 empty] | 2012
57571 | WECC | Los Lunas Solar Energy Center | 59300 | PNM Resources | 34.8331 | -106.7724 | 900 PNM Lane | Los Lunas | NM | 87031 | Valencia | WECC | PNM | Public Service Company of New Mexico | Solar | Solar Photovoltaic | 2 | LLSEC; LMS2 | 7 | 7 | 7 | RE | Electric Utility | 12.47 | I |  |  |  |  | 8.9 | [6 empty] | 2011
57573 | WECC | CCCSD Wastewater Treatment Plnt | 56914 | Central Contra Costa Sanitary District | 37.9978 | -122.0697 | 5019 Imhoff Place | Martinez | CA | 94553 | Contra Costa | WECC | CISO | California Independent System Operator | Natural Gas | Natural Gas Fired Combustion Turbine | 1 | S188 | 3.5 | 3 | 3.5 | NR | Commercial CHP | 115 | M | [11 empty] | 1995
57574 | PJM | ETS Ewing Solar Facility | 61944 | MN8 Energy LLC | 40.2818 | -74.7936 | 225 Philips Blvd | Ewing | NJ | 8618 | Mercer | RFC | PJM | PJM Interconnection, LLC | Solar | Solar Photovoltaic | 1 | ETS1 | 1.3 | 1.3 | 1.3 | NR | IPP Non-CHP | 26.4 | Q |  |  |  |  | 1.4 | [6 empty] | 2010
57575 | WECC | Deming Solar Energy Center | 59300 | PNM Resources | 32.1658 | -107.7506 | 65 Coyote Road SW | Deming | NM | 88030 | Luna | WECC | PNM | Public Service Company of New Mexico | Solar | Solar Photovoltaic | 2 | DSEC; HON2 | 9 | 9 | 9 | RE | Electric Utility | 13.8 | I |  |  |  |  | 11.2 | [6 empty] | 2011
57576 | WECC | Las Vegas Solar Energy Center | 59300 | PNM Resources | 35.6433 | -105.2067 | 80 Highway 518 | Las Vegas | NM | 87701 | San Miguel | WECC | PNM | Public Service Company of New Mexico | Solar | Solar Photovoltaic | 1 | LVSEC | 5 | 5 | 5 | RE | Electric Utility | 12.47 | I |  |  |  |  | 6.4 | [6 empty] | 2011
57577 | WECC | Alamogordo Solar Energy Center | 59300 | PNM Resources | 32.8657 | -105.9998 | 21117 U. S Highway 70 | Alamogordo | NM | 88310 | Otero | WECC | PNM | Public Service Company of New Mexico | Solar | Solar Photovoltaic | 1 | AGSEC | 5 | 4.9 | 4.9 | RE | Electric Utility | 12.47 | I |  |  |  |  | 6.4 | [6 empty] | 2011
57578 | WECC | PaTu Wind Farm LLC | 56916 | PaTu Wind Farm LLC | 45.6131 | -120.6169 | 71190 N. Klondike Road | Wasco | OR | 97065 | Sherman | WECC | BPAT | Bonneville Power Administration | Wind | Onshore Wind Turbine | 1 | PATU | 9 | 9 | 9 | NR | IPP Non-CHP | 115 | Q |  | 6 | GE | 262 | [7 empty] | 2010
57579 | WECC | Robert O Schulz Solar Farm | 17573 | South San Joaquin Irr District | 37.8583 | -120.8917 | 5835 Dodds Road | Oakdale | CA | 95361 | Stanislaus | WECC | CISO | California Independent System Operator | Solar | Solar Photovoltaic | 2 | 1; 2 | 1.6 | 1.56 | 0.55 | RE | Electric Utility | 17 | P |  |  |  |  | 2.32 | [6 empty] | 2008
57580 | WECC | Broadridge Cogen | 56917 | Broadridge Customer Communications | 38.6183 | -121.0564 | 5261 Robert J Matthews Pkwy | El Dorado Hills | CA | 95762 | El Dorado | WECC | CISO | California Independent System Operator | Mixed | Natural Gas Internal Combustion Engine; Solar Photovoltaic | 4 | CG1; CG2; PV1; PV2 | 5.2 | 5 | 4.7 | NR | IPP CHP | 21 | Q |  |  |  |  | 1.1 | [6 empty] | 2008
57581 | PJM | Allenwood | 57249 | NextEra Renewable Fuels, LLC | 41.1511 | -76.9178 | 447 Alexander Drive | Montgomery | PA | 17752 | Lycoming | RFC | PJM | PJM Interconnection, LLC | Other | Landfill Gas | 2 | 1; 2 | 3.2 | 3.2 | 3.2 | NR | IPP Non-CHP | 12.47 | Q | [11 empty] | 2012
57582 | PJM | Lycoming County | 57249 | NextEra Renewable Fuels, LLC | 41.1511 | -76.9178 | 447 Alexander Drive | Montgomery | PA | 17752 | Lycoming | RFC | PJM | PJM Interconnection, LLC | Other | Landfill Gas | 2 | 1; 2 | 3.2 | 3 | 3 | NR | IPP Non-CHP | 12.47 | Q | [11 empty] | 2012
57584 | WECC | University of California San Diego Hybri | 56918 | University of California San Diego | 32.8747 | -117.2392 | 9500 Gilman Drive | La Jolla | CA | 92093 | San Diego | WECC | CISO | California Independent System Operator | Mixed | Batteries; Natural Gas Fired Combined Cycle | 4 | BS1; NT2; ST1; STG | 35.5 | 32.5 | 32.5 | NR | Commercial CHP | 69 | S | [7 empty] | 5 | 2.5 | 2.5 | LIB | 2001
57585 | WECC | Oxnard Paper Mill | 58264 | New-Indy, Oxnard LLC | 34.1414 | -119.1831 | 5936 Perkins Road | Oxnard | CA | 93033 | Ventura | WECC | CISO | California Independent System Operator | Natural Gas | Natural Gas Fired Combustion Turbine | 1 | 1 | 29 | 29 | 29 | NR | Industrial CHP | 66 | IND | WILLAMET-7-B1 | [10 empty] | 1986
57586 | WECC | Shiloh III Wind Project LLC | 57170 | EDF Renewable Asset Holdings, Inc. | 38.1694 | -121.8469 | 6523 Montezuma Hills Rd | Birds Landing | CA | 94512 | Solano | WECC | CISO | California Independent System Operator | Wind | Onshore Wind Turbine | 1 | 1 | 102.5 | 102.5 | 100 | NR | IPP Non-CHP | 230 | Q |  | 50 | Senvion | 262.4 | [7 empty] | 2011
57588 | PJM | Matrix Stults Road Solar Facility | 15477 | Public Service Elec & Gas Co | 40.3622 | -74.4797 | 45 Stults Road | South Brunswick | NJ | 8876 | Middlesex | RFC | PJM | PJM Interconnection, LLC | Solar | Solar Photovoltaic | 1 | STULT | 2.6 | 2.6 | 2.6 | RE | Electric Utility | 13 | I | 119118157 |  |  |  | 3 | [6 empty] | 2011
57590 | SPP | Minco Wind I, LLC | 56925 | FPLE Wind, LLC | 35.2803 | -97.9756 | 491 County Road | Minco | OK | 73059 | Grady | MRO | SWPP | Southwest Power Pool | Wind | Onshore Wind Turbine | 1 | 1 | 99.2 | 99.2 | 99.2 | NR | IPP Non-CHP | 345 | Q |  | 62 | GE | 265 | [7 empty] | 2010
57591 | WECC | Hatch Solar Energy Center I, LLC | 56926 | Hatch Solar Energy Center I, LLC | 32.63 | -107.2597 | 7349 Hwy. 26 | Hatch | NM | 87937 | Dona Ana | WECC | EPE | El Paso Electric Company | Solar | Solar Photovoltaic | 1 | 1 | 5 | 5 | 5 | NR | IPP Non-CHP | 23.9 | Q |  |  |  |  | 5.6 | [6 empty] | 2011
57593 | SPP | Broken Bow Wind LLC | 64616 | Broken Bow Wind LLC | 41.4547 | -99.5681 | 80347 Road 444 | Broken Bow | NE | 68822 | Custer | MRO | SWPP | Southwest Power Pool | Wind | Onshore Wind Turbine | 1 | 1 | 79.9 | 79.9 | 79.9 | NR | IPP Non-CHP | 115 | Q | SPP | 50 | GE | 262.4 | [7 empty] | 2012
57594 | WECC | Teichert Materials-Teichert Vernalis | 56930 | Foundation HA Energy Generation, LLC | 37.6167 | -121.3564 | 36314 South Bird Road | San Joaquin | CA | 95304 | San Joaquin | WECC | CISO | California Independent System Operator | Wind | Onshore Wind Turbine | 1 | WTG1 | 1 | 1 | 1 | NR | IPP Non-CHP | 115 | Q |  | 1 | GE | 262 | [7 empty] | 2010
57595 | PJM | Pinnacle Wind Force LLC | 64537 | Pinnacle Wind, LLC | 39.445 | -79.03 | 2530 Green Mountain Road | Keyser | WV | 26726 | Mineral | RFC | PJM | PJM Interconnection, LLC | Wind | Onshore Wind Turbine | 1 | 1 | 53.7 | 52.9 | 52.9 | NR | IPP Non-CHP | 138 | Q | PJM | 23 | Siemens | 269 | [7 empty] | 2011
57609 | MISO | New Harvest Wind Project LLC | 15399 | Avangrid Power LLC | 42.1597 | -95.4397 | 2194 D Avenue | Schleswig | IA | 51461 | Crawford | MRO | MISO | Midcontinent Independent Transmission System Operator, Inc.. | Wind | Onshore Wind Turbine | 1 | 1 | 100 | 100 | 100 | NR | IPP Non-CHP | 161 | Q |  | 50 | Gamesa | 256 | [7 empty] | 2011
57613 | PJM | LE Wind Turbine 1 | 56952 | Lincoln Electric Company | 41.5844 | -81.5256 | 22800 Saint Clair Avenue | Euclid | OH | 44117 | Cuyahoga | RFC | PJM | PJM Interconnection, LLC | Wind | Onshore Wind Turbine | 1 | WTG1 | 2.5 | 2.5 | 2.5 | NR | Industrial Non-CHP | 4.16 | IND |  | 1 | Kenersys | 278 | [7 empty] | 2011
57614 | SPP | Waverly Wind Farm LLC | 56948 | Waverly Wind Farm LLC | 38.2569 | -95.8142 | 1600 Iris Rd. | Waverly | KS | 66839 | Coffey | MRO | SWPP | Southwest Power Pool | Wind | Onshore Wind Turbine | 1 | GEN1 | 199 | 199 | 199 | NR | IPP Non-CHP | 68 | Q |  | 95 | Gamesa | 305 | [7 empty] | 2016
57616 | SPP | Blue Canyon Windpower VI LLC | 56945 | Blue Canyon Windpower VI LLC | 34.9104 | -98.5599 | 3109 State Hwy 19 | Carnegie | OK | 73015 | Caddo | MRO | SWPP | Southwest Power Pool | Wind | Onshore Wind Turbine | 1 | GEN1 | 99.8 | 99.8 | 99.8 | NR | IPP Non-CHP | 138 | Q |  | 55 | Vestas | 262.4 | [7 empty] | 2011
57620 | PJM | Paulding Wind Farm II | 56936 | Paulding Wind Farm II LLC | 41.0253 | -84.7792 | 108 W Townline Street | Payne | OH | 45880 | Paulding | RFC | PJM | PJM Interconnection, LLC | Wind | Onshore Wind Turbine | 1 | GEN1 | 99 | 99 | 99 | NR | IPP Non-CHP | 138 | Q |  | 55 | Vestas | 311.7 | [7 empty] | 2011
57621 | WECC | Rising Tree Wind Farm | 56937 | Rising Tree Wind Farm LLC | 35.0775 | -118.2183 | 15800 70th St West | Mojave | CA | 93501 | Kern | WECC | CISO | California Independent System Operator | Wind | Onshore Wind Turbine | 1 | GEN1 | 79.2 | 79.2 | 79.2 | NR | IPP Non-CHP | 230 | Q | RTO/ISO LMP | 24 | Vestas | 276 | [7 empty] | 2015
57623 | PJM | Bright Stalk Wind Farm I | 56940 | Lexington Chenoa Wind Farm LLC | 40.7012 | -88.7011 | 29292 E 2900 North Rd. | Chenoa | IL | 61726 | McLean | SERC | PJM | PJM Interconnection, LLC | Wind | Onshore Wind Turbine | 1 | GEN1 | 205.2 | 205.2 | 205.2 | NR | IPP Non-CHP | 345 | Q |  | 57 | Vestas | 325 | [7 empty] | 2019
57625 | MISO | Bos Dairy, LLC | 56953 | Bos Dairy, LLC | 41.1153 | -87.2328 | 10777 West 700 North | Fair Oaks | IN | 47943 | Jasper | RFC | MISO | Midcontinent Independent Transmission System Operator, Inc.. | Natural Gas | Natural Gas Internal Combustion Engine | 1 | BOS4 | 1 | 0.9 | 0.9 | NR | Industrial Non-CHP | 12 | COM | [11 empty] | 2020
57626 | WECC | Foundation ST | 56930 | Foundation HA Energy Generation, LLC | 37.7142 | -121.5217 | 16900 W. Schulte Road | Tracy | CA | 95377 | San Joaquin | WECC | CISO | California Independent System Operator | Wind | Onshore Wind Turbine | 1 | WTG1 | 2 | 2 | 2 | NR | IPP Non-CHP | 115 | Q |  | 2 | Mitsubishi | 180 | [7 empty] | 2011
57628 | PJM | Meadow Lake Wind Farm V LLC | 56941 | Meadow Lake Wind Farm V LLC | 40.7161 | -87.0211 | 6072 S. State Rd. 43 | Chalmers | IN | 47929 | White | RFC | PJM | PJM Interconnection, LLC | Wind | Onshore Wind Turbine | 1 | GEN1 | 100 | 100 | 100 | NR | IPP Non-CHP | 345 | Q |  | 56 | Vestas | 311 | [7 empty] | 2017
57631 | MISO | Wolverine | 56962 | Wolverine Wind Energy, LLC | 41.3931 | -94.4447 | 2325 180th St | Greenfield | IA | 50849 | Adair | MRO | MISO | Midcontinent Independent Transmission System Operator, Inc.. | Wind | Onshore Wind Turbine | 1 | 1 | 1.5 | 1.5 | 1.5 | NR | IPP Non-CHP | 12.47 | Q |  | 1 | GE | 262.4 | [7 empty] | 2010
57632 | MISO | Bulldog | 56961 | Bulldog Wind Energy, LLC | 41.2258 | -94.4406 | 2336 290th St | Orient | IA | 50858 | Adair | MRO | MISO | Midcontinent Independent Transmission System Operator, Inc.. | Wind | Onshore Wind Turbine | 1 | 1 | 1.5 | 1.5 | 1.5 | NR | IPP Non-CHP | 12.47 | Q |  | 1 | GE | 262.4 | [7 empty] | 2010
57635 | WECC | Linden Wind Energy Project | 11208 | Los Angeles Department of Water & Power | 45.7442 | -120.7836 | 49 Carpool Court | Goldendale | WA | 98620 | Klickitat | WECC | BPAT | Bonneville Power Administration | Wind | Onshore Wind Turbine | 1 | LW1 | 50 | 50 | 50 | RE | Electric Utility | 230 | M | Dooley_2_Z2Gnode | 25 | Senvion | 262 | [7 empty] | 2010
57639 | SPP | Ironwood Wind | 65411 | Duke Energy Renewables Services | 37.8183 | -99.7754 | 12690 Eagle Rd | Spearville | KS | 67876 | Ford | MRO | SWPP | Southwest Power Pool | Wind | Onshore Wind Turbine | 1 | 1 | 167.9 | 167.9 | 167.9 | NR | IPP Non-CHP | 345 | Q |  | 73 | Siemens | 272 | [7 empty] | 2012
57640 | PJM | 500 Virginia Solar | 64045 | Alliance HP Virginia Drive LLC | 40.1392 | -75.1917 | 500 Virginia Drive | Ft. Washington | PA | 19034 | Montgomery | RFC | PJM | PJM Interconnection, LLC | Solar | Solar Photovoltaic | 1 | 1 | 1 | 1 | 1 | NR | IPP Non-CHP | 34.5 | Q |  |  |  |  | 1 | [6 empty] | 2011
57643 | WECC | Vestas Towers America, Inc. | 64489 | CS Wind America, Inc. | 38.1728 | -104.62 | 100 Towers Road | Pueblo | CO | 81004 | Pueblo | WECC | WACM | Western Area Power Administration - Rocky Mountain Region | Wind | Onshore Wind Turbine | 1 | V100 | 1.8 | 1.8 | 1.8 | NR | Industrial Non-CHP | 115 | IND |  | 1 | Vestas | 262.4 | [7 empty] | 2010
57644 | MISO | Prairie Rose Wind Farm | 59380 | Enel Green Power NA, Inc. | 43.8282 | -96.3216 | 2015 80th Ave | Hardwick | MN | 56134 | Rock | MRO | MISO | Midcontinent Independent Transmission System Operator, Inc.. | Wind | Onshore Wind Turbine | 1 | PR1 | 200 | 200 | 200 | NR | IPP Non-CHP | 115 | Q |  | 119 | GE | 328 | [7 empty] | 2012
57645 | WECC | City & County of Denver at Denver Int'l | 56974 | Denver Airport Solar, LLC | 39.9041 | -104.6542 | 28600 E 114th Ave. | Denver | CO | 80249 | Denver | WECC | PSCO | Public Service Company of Colorado | Solar | Solar Photovoltaic | 1 | PV1 | 3.4 | 3.4 | 3.4 | NR | IPP Non-CHP | 24.9 | Q |  |  |  |  | 4.5 | [6 empty] | 2011
57646 | PJM | McCormick & Co. Inc. at Belcamp | 56975 | Luminace Solar Maryland, LLC | 39.4836 | -76.2292 | 4607 McCormick Dr. | Belcamp | MD | 21017 | Harford | RFC | PJM | PJM Interconnection, LLC | Solar | Solar Photovoltaic | 1 | PV1 | 1.4 | 1.4 | 1.4 | NR | IPP Non-CHP | 0.5 | Q |  |  |  |  | 1.8 | [6 empty] | 2010
57647 | PJM | Toys R Us- DE, Inc. at Mt. Olive, NJ | 56976 | Luminace Solar New Jersey II, LLC | 40.8189 | -74.7186 | 703 Bartley-Chester Road | Mt. Olive | NJ | 7828 | Morris | RFC | PJM | PJM Interconnection, LLC | Solar | Solar Photovoltaic | 1 | PV1 | 4.1 | 4.1 | 4.1 | NR | IPP Non-CHP | 12.47 | Q |  |  |  |  | 5.4 | [6 empty] | 2011
57649 | MISO | Elm Creek Wind II LLC | 15399 | Avangrid Power LLC | 43.6848 | -94.8799 | 231 220th Street | Trimont | MN | 56176 | Martin | MRO | MISO | Midcontinent Independent Transmission System Operator, Inc.. | Wind | Onshore Wind Turbine | 1 | 1 | 148.8 | 148.8 | 148.8 | NR | IPP Non-CHP | 345 | Q |  | 62 | Mitsubishi | 262.4 | [7 empty] | 2010
57650 | WECC | Regulus Solar Project | 56980 | Regulus Solar, LLC | 35.3 | -118.8519 | Intersection of East Panama La | Bakersfield | CA | 93307 | Kern | WECC | CISO | California Independent System Operator | Solar | Solar Photovoltaic | 1 | FRV4 | 60 | 60 | 44.7 | NR | IPP Non-CHP | 115 | Q |  |  |  |  | 81.6 | Y | [5 empty] | 2014
57651 | WECC | Adobe Solar | 17650 | Southern Power Co | 35.1028 | -118.9544 | 6765 Crider Avenue | Arvin | CA | 93203 | KERN | WECC | CISO | California Independent System Operator | Solar | Solar Photovoltaic | 1 | FRV3 | 20 | 20 | 20 | NR | IPP Non-CHP | 115 | I |  |  |  |  | 26.4 | Y | [5 empty] | 2014
57652 | WECC | Yamhill Solar LLC | 60531 | Standard Solar | 45.1089 | -123.2786 | 15805 Christensen Rd | Amity | OR | 97101 | Yamhill | WECC | PGE | Portland General Electric Company | Solar | Solar Photovoltaic | 1 | 1 | 1 | 1 | 1 | NR | IPP Non-CHP | 12.5 | Q |  |  |  |  | 1.2 | [6 empty] | 2011
57653 | WECC | Oregon State University Energy Center | 56968 | Oregon State University | 44.5643 | -123.2891 | 3452 SW Jefferson Way | Corvallis | OR | 97331 | Benton | WECC | BPAT | Bonneville Power Administration | Natural Gas | Natural Gas Fired Combined Cycle | 2 | CTG; STG | 6.5 | 5.7 | 6.5 | NR | Commercial CHP | 20.8 | S | [11 empty] | 2010
57655 | WECC | Bakersfield College Solar 01 | 56982 | Kern Community College District | 35.4118 | -118.9686 | 1801 Panorama Drive | Bakersfield | CA | 93301 | Kern | WECC | CISO | California Independent System Operator | Solar | Solar Photovoltaic | 1 | BC01 | 1.1 | 1.1 | 1.1 | NR | Commercial Non-CHP | 12 | Q |  |  |  |  | 1.4 | Y | [5 empty] | 2010
57656 | WECC | Temescal Canyon RV, LLC | 56984 | Temescal Canyon RV, LLC | 33.8264 | -117.5117 | 20242 Temescal Canyon Rd | Corona | CA | 92881 | Riverside | WECC | CISO | California Independent System Operator | Solar | Solar Photovoltaic | 1 | 1 | 1.5 | 1.5 | 1.5 | NR | IPP Non-CHP | 0.48 | Q |  |  |  |  | 1.8 | [6 empty] | 2011
57657 | WECC | Avra Valley Solar | 64614 | Solar Avra Valley LLC | 32.3717 | -111.2828 | 9602 N. Garvey Road | Marana | AZ | 85653 | Pima | WECC | TEPC | Tucson Electric Power Company | Solar | Solar Photovoltaic | 1 | 1 | 25 | 25 | 25 | NR | IPP Non-CHP | 48 | Q |  |  |  |  | 26.5 | Y | [5 empty] | 2013
57660 | PJM | Vineland Mays Landing Solar | 56990 | NJR Clean Energy Ventures Corporation | 39.4175 | -74.9739 | 3042 Mays Landing Road | Millville | NJ | 8332 | Cumberland | RFC | PJM | PJM Interconnection, LLC | Solar | Solar Photovoltaic | 1 | VNLND | 4 | 4 | 4 | NR | IPP Non-CHP | 12.47 | Q |  |  |  |  | 4.7 | Y | [5 empty] | 2011
57661 | PJM | Manalapan Village Solar | 56990 | NJR Clean Energy Ventures Corporation | 40.2567 | -74.3497 | 162 Highway 33 and Millhurst R | Manalapan | NJ | 7726 | Monmouth | RFC | PJM | PJM Interconnection, LLC | Solar | Solar Photovoltaic | 1 | MANVL | 3.5 | 3.5 | 3.5 | NR | IPP Non-CHP | 12.47 | Q |  |  |  |  | 3.6 | [6 empty] | 2011
57662 | PJM | McGraw Hill Solar | 56990 | NJR Clean Energy Ventures Corporation | 40.2797 | -74.5564 | 159 Princeton Hightstown Road | East Windsor Township | NJ | 8520 | Mercer | RFC | PJM | PJM Interconnection, LLC | Solar | Solar Photovoltaic | 1 | MCGRH | 12 | 12 | 12 | NR | IPP Non-CHP | 34.5 | Q |  |  |  |  | 14.1 | [6 empty] | 2011
57663 | SPP | Cimarron Windpower II | 65411 | Duke Energy Renewables Services | 37.9013 | -100.372 | 8502 State Highway 23 | Cimarron | KS | 20069 | Gray | MRO | SWPP | Southwest Power Pool | Wind | Onshore Wind Turbine | 1 | 1 | 131 | 131 | 131 | NR | IPP Non-CHP | 345 | Q |  | 57 | Siemens | 272 | [7 empty] | 2012
57665 | MISO | SAF Hydroelectric LLC | 56989 | SAF Hydroelectric LLC | 44.9789 | -93.2478 | 1815 West River Parkway | Minneapolis | MN | 55454 | Hennepin | MRO | MISO | Midcontinent Independent Transmission System Operator, Inc.. | Other | Conventional Hydroelectric | 16 | 1; 10; 11; 12; 13; 14; 15; 16; 2; 3; 4; 5; 6; 7; 8; 9 | 9.6 | 9.6 | 9.6 | NR | IPP Non-CHP | 13.8 | Q | [11 empty] | 2011
57667 | PJM | Seabrook Solar Plant | 61944 | MN8 Energy LLC | 39.485 | -75.215 | 85 Finley Road | Seabrook | NJ | 8302 | Cumberland | RFC | PJM | PJM Interconnection, LLC | Solar | Solar Photovoltaic | 4 | P21A; P21B; P2P2; SBS1 | 6.8 | 6.8 | 6.8 | NR | IPP Non-CHP | 12.47 | Q |  |  |  |  | 7.6 | [6 empty] | 2011
57668 | PJM | CASD Solar | 56994 | Carlisle Area School District | 40.2142 | -77.2061 | 623 West Penn Street | Carlisle | PA | 17013 | Cumberland | RFC | PJM | PJM Interconnection, LLC | Solar | Solar Photovoltaic | 2 | CASDE; CASDW | 1.3 | 1.3 | 1.3 | NR | Commercial Non-CHP | 12.5 | M |  |  |  |  | 1.5 | [6 empty] | 2010
57669 | WECC | SMUD at Grundman | 56995 | Sacramento PV Energy, LLC | 38.3647 | -121.4128 | 10645 Bruceville Road | Elk Grove | CA | 95757 | Sacramento | WECC | BANC | Balancing Authority of Northern California | Solar | Solar Photovoltaic | 1 | PV1 | 17 | 18 | 17 | NR | IPP Non-CHP | 12.47 | Q |  |  |  |  | 21.9 | [6 empty] | 2011
57670 | WECC | SMUD at Van Conett | 56995 | Sacramento PV Energy, LLC | 38.2531 | -121.2789 | 10930 Boessow Road | Galt | CA | 95632 | Sacramento | WECC | BANC | Balancing Authority of Northern California | Solar | Solar Photovoltaic | 1 | PV1 | 2.9 | 2.9 | 2.9 | NR | IPP Non-CHP | 12.47 | Q |  |  |  |  | 3.7 | [6 empty] | 2011
57671 | WECC | SMUD at Fleshman | 56995 | Sacramento PV Energy, LLC | 38.2378 | -121.3375 | 9690 Kost Road | Galt | CA | 95632 | Sacramento | WECC | BANC | Balancing Authority of Northern California | Solar | Solar Photovoltaic | 1 | PV1 | 2.9 | 2.9 | 2.9 | NR | IPP Non-CHP | 12.47 | Q |  |  |  |  | 3.7 | [6 empty] | 2011
57672 | MISO | Oakdale Renewable Energy Plant | 19539 | University of Iowa | 41.7053 | -91.6033 | 2320 Cross Park Road | Coralville | IA | 52242 | Johnson | MRO | MISO | Midcontinent Independent Transmission System Operator, Inc.. | Natural Gas | Natural Gas Internal Combustion Engine | 2 | GE1; GE2 | 2.8 | 2.8 | 2.8 | NR | Commercial Non-CHP | 69 | S | [11 empty] | 2010
57673 | WECC | Macys Goodyear | 56998 | Macys Corporate Services, Inc | 33.4091 | -112.4146 | 16575 W. Commerce Dr. | Goodyear | AZ | 85338 | Maricopa | WECC | AZPS | Arizona Public Service Company | Solar | Solar Photovoltaic | 1 | 1 | 3.1 | 3.1 | 3.1 | NR | Commercial Non-CHP | 0.48 | COM |  |  |  |  | 3.5 | [6 empty] | 2010 | 2035
57675 | MISO | Pioneer Trail Wind Farm, LLC | 56215 | Big Sky Wind, LLC | 40.4641 | -88.0215 | 402 N 2300 East Road | Paxton | IL | 60957 | Iroquois | SERC | MISO | Midcontinent Independent Transmission System Operator, Inc.. | Wind | Onshore Wind Turbine | 1 | PTWF | 150.4 | 150.4 | 150.4 | NR | IPP Non-CHP | 138 | Q | AMIL.PTWF | 94 | GE | 262.4 | [7 empty] | 2011
57678 | SPP | Post Rock Wind Power Project, LLC | 56545 | Pattern Operators LP | 38.8417 | -98.2994 | 307 11th Road | Ellsworth | KS | 67439 | Ellsworth | MRO | SWPP | Southwest Power Pool | Wind | Onshore Wind Turbine | 1 | 1 | 201 | 201 | 201 | NR | IPP Non-CHP | 230 | Q |  | 134 | GE | 262.4 | [7 empty] | 2012
57680 | WECC | Arlington Valley Solar Energy II | 61230 | Arevon Energy, Inc. | 33.305 | -112.8339 | South of Elliot Road and west | Arlington | AZ | 85326 | Maricopa | WECC | AZPS | Arizona Public Service Company | Solar | Solar Photovoltaic | 5 | AVSE1; AVSE2; AVSE3; AVSE4; AVSE5 | 129 | 125.4 | 125.4 | NR | IPP Non-CHP | 500 | Q |  |  |  |  | 174.9 | Y | [5 empty] | 2013
57681 | WECC | City of Boulder WWTP | 57005 | SunE NLB-2, LLC | 40.048 | -105.1803 | 4049 75th Street | Boulder | CO | 80301 | Boulder | WECC | PSCO | Public Service Company of Colorado | Solar | Solar Photovoltaic | 1 | 1 | 1 | 0.9 | 0.9 | NR | IPP Non-CHP | 13.2 | Q |  |  |  |  | 1 | [6 empty] | 2010
57682 | WECC | City of Madera WWTP | 57006 | SunE GIL1, LLC | 36.9408 | -120.1572 | 13048 Road 21 1/2 | Madera | CA | 93637 | Madera | WECC | CISO | California Independent System Operator | Solar | Solar Photovoltaic | 1 | 1 | 1 | 1 | 1 | NR | IPP Non-CHP | 0.48 | Q |  |  |  |  | 1.2 | [6 empty] | 2009
57683 | WECC | Staples La Mirada, CA | 57007 | SunE WF3-ST Holdings, LLC | 33.8817 | -118.0175 | 16501 Trojan Way | La Mirada | CA | 90638 | Los Angeles | WECC | CISO | California Independent System Operator | Solar | Solar Photovoltaic | 1 | 1 | 1.1 | 0.9 | 0.9 | NR | IPP Non-CHP | 0.48 | Q |  |  |  |  | 1.1 | [6 empty] | 2009
57684 | WECC | Goodsprings Waste Heat Recovery | 13407 | Nevada Power Co | 35.8094 | -115.4114 | 14551 HWY 161 | Jean | NV | 89019 | Clark | WECC | NEVP | Nevada Power Company | Other | All Other | 1 | HR1 | 7.5 | 6.5 | 6.5 | RE | Electric Utility | 12.47 | I | [11 empty] | 2010
57690 | WECC | Turnbull Hydro | 57018 | Turnbull Hydro LLC | 47.6053 | -112.0969 | 51 4th Lane SW | Fairfield | MT | 59436 | Teton | WECC | NWMT | NorthWestern Energy (NWMT) | Other | Conventional Hydroelectric | 2 | 1; 2 | 13 | 13 | 0 | NR | IPP Non-CHP | 69 | Q | [11 empty] | 2011
57695 | WECC | Topaz Solar Farm | 59874 | Topaz Solar Farms LLC | 35.4056 | -120.0686 | 10400 Helios Way | Santa Margarita | CA | 93453 | San Luis Obispo | WECC | CISO | California Independent System Operator | Solar | Solar Photovoltaic | 5 | TPZ1; TPZ2; TPZ3; TPZ4; TPZ5 | 585.9 | 585.9 | 585.9 | NR | IPP Non-CHP | 230 | Q |  |  |  |  | 752.1 | [6 empty] | 2013
57696 | WECC | Power Generation Station (PGS) 2 | 5571 | East Bay Municipal Util Dist | 37.8258 | -122.2961 | 2020 Wake Ave. | Oakland | CA | 94607 | Alameda | WECC | CISO | California Independent System Operator | Other | Other Waste Biomass | 1 | 1 | 4.6 | 3.8 | 3.8 | RE | Commercial CHP | 12.5 | M | OAK L_1_GTG1 | [10 empty] | 2011
57697 | WECC | Aerojet I | 60281 | Altus Power America Management, LLC | 38.6135 | -121.1629 | Aerojet Rd & White Rock Rd | Rancho Cordova | CA | 95670 | Sacramento | WECC | BANC | Balancing Authority of Northern California | Solar | Solar Photovoltaic | 1 | 1 | 3 | 3 | 3 | NR | IPP Non-CHP | 12.47 | Q |  |  |  |  | 3.6 | Y | N |  |  |  |  | 2009
57698 | WECC | Aerojet II | 60281 | Altus Power America Management, LLC | 38.6086 | -121.1703 | Aerojet Rd & White Rock Rd | Rancho Cordova | CA | 95670 | Sacramento | WECC | BANC | Balancing Authority of Northern California | Solar | Solar Photovoltaic | 1 | 1 | 2.2 | 2.2 | 2.2 | NR | IPP Non-CHP | 12.47 | Q |  |  |  |  | 2.4 | Y | [5 empty] | 2010
57700 | WECC | Vasco Winds | 57024 | Vasco Winds, LLC | 37.7908 | -121.7181 | 435 Mountain Vista Parkway | Livermore | CA | 94551 | Contra Costa | WECC | CISO | California Independent System Operator | Wind | Onshore Wind Turbine | 1 | 1 | 78.2 | 78.2 | 78.2 | NR | IPP Non-CHP | 230 | Q |  | 34 | Siemens | 262.4 | [7 empty] | 2011
57701 | WECC | Montezuma Wind II | 57026 | NextEra Energy Montezuma Wind II, LLC | 38.1167 | -121.8219 | 6700 Birds Landing Road | Birds Landing | CA | 94512 | Solano | WECC | CISO | California Independent System Operator | Wind | Onshore Wind Turbine | 1 | 1 | 78.2 | 78.2 | 78.2 | NR | IPP Non-CHP | 230 | Q |  | 34 | Siemens | 262.4 | [7 empty] | 2012
57702 | WECC | Signal Hill West Unit | 57027 | Signal Hill Petroleum, Inc | 33.8112 | -118.1756 | 1215 E. 29th St. | Signal Hill | CA | 90755 | Los Angeles | WECC | CISO | California Independent System Operator | Other | Other Gases | 1 | 1 | 5.7 | 5.7 | 5.7 | NR | Industrial Non-CHP | 12 | IND | [11 empty] | 2004
57703 | WECC | Cheyenne Prairie Generating Station | 56771 | Black Hills Service Company LLC | 41.1236 | -104.72 | 6711 HR Ranch Road | Cheyenne | WY | 82007 | Laramie | WECC | WACM | Western Area Power Administration - Rocky Mountain Region | Natural Gas | Natural Gas Fired Combined Cycle; Natural Gas Fired Combustion Turbine | 4 | 01A; 01B; 01C; 02A | 140 | 131 | 131 | RE | Electric Utility | 115 | Q | [11 empty] | 2014
57706 | MISO | Blue Water Renewables Inc | 57029 | Blue Water Renewables Inc | 42.9158 | -82.5945 | 6797 Smiths Creek Road | Kimball Township | MI | 48074 | St Clair | RFC | MISO | Midcontinent Independent Transmission System Operator, Inc.. | Other | Landfill Gas | 2 | 1; 2 | 3.2 | 3.2 | 3.2 | NR | IPP Non-CHP | 41.56 | I | [11 empty] | 2011
57707 | WECC | Mesquite Solar 1 | 56769 | Consolidated Edison Development Inc. | 33.3418 | -112.904 | 39903 W. Elliot Road | Tonopah | AZ | 85354 | Maricopa | WECC | CISO | California Independent System Operator | Solar | Solar Photovoltaic | 12 | 1; 10; 11; 12; 2; 3; 4; 5; 6; 7; 8; 9 | 170 | 170 | 170 | NR | IPP Non-CHP | 500 | Q |  |  |  |  | 235.1 | [6 empty] | 2011
57708 | WECC | Catalina Solar LLC | 57170 | EDF Renewable Asset Holdings, Inc. | 34.9383 | -118.3345 | 1232 Catalina rd | Rosamond | CA | 93560 | Kern | WECC | CISO | California Independent System Operator | Solar | Solar Photovoltaic | 1 | INV | 110 | 110 | 110 | NR | IPP Non-CHP | 220 | Q |  |  |  |  | 143 | [6 empty] | 2012
57715 | WECC | Watkins Manufacturing Co. | 57034 | Watkins Manufacturing Corporation | 33.1438 | -117.2369 | 1280 Park Center Dr | San Diego | CA | 92081 | San Diego | WECC | CISO | California Independent System Operator | Natural Gas | Natural Gas Internal Combustion Engine | 2 | GEN1; GEN2 | 2 | 2 | 2 | NR | Industrial Non-CHP | 50 | IND | [11 empty] | 2001
57716 | PJM | Hazle Spindle | 61978 | Convergent Energy and Power LP | 40.9495 | -76.0474 | Site 30A Humboldt Industrial P | Hazel Towhship | PA | 18202 | Luzerne | RFC | PJM | PJM Interconnection, LLC | Battery | Flywheels | 1 | HRS1 | 20 | 20 | 20 | NR | IPP Non-CHP | 69 | Q | HAZELPL 69 KV HAZELFW | [6 empty] | 15 | 20 | 20 |  | 2013
57722 | WECC | North Palm Springs 4A | 60025 | Greenbacker Renewable Energy Corporation | 33.9097 | -116.5625 | 19th Ave and Karen Rd | Palm Springs | CA | 92240 | Riverside | WECC | CISO | California Independent System Operator | Solar | Solar Photovoltaic | 1 | 1 | 4 | 4 | 4 | NR | IPP Non-CHP | 34.5 | Q |  |  |  |  | 5 | Y | [5 empty] | 2012
57723 | PJM | Johnson Matthey, Inc. Solar | 56976 | Luminace Solar New Jersey II, LLC | 39.8253 | -75.2197 | 240 Mantua Grove Road | Paulsboro | NJ | 8066 | Gloucester | RFC | PJM | PJM Interconnection, LLC | Solar | Solar Photovoltaic | 1 | PV1 | 4 | 4 | 4 | NR | IPP Non-CHP | 13.2 | Q |  |  |  |  | 5.2 | Y | [5 empty] | 2011
57724 | PJM | NJMC Landfill | 15477 | Public Service Elec & Gas Co | 40.7508 | -74.11 | 932 Bellville Turnpike NJMC 1A | Kearny | NJ | 7032 | Hudson | RFC | PJM | PJM Interconnection, LLC | Solar | Solar Photovoltaic | 1 | NJMC | 2.5 | 2.5 | 2.5 | RE | Electric Utility | 13 | I | 106856883 |  |  |  | 3 | [6 empty] | 2011
57725 | WECC | Shiloh IV Wind Project LLC | 57170 | EDF Renewable Asset Holdings, Inc. | 38.1375 | -121.8553 | 6523 Montezuma Hills Rd | Birds Landing | CA | 94512 | Solano | WECC | CISO | California Independent System Operator | Wind | Onshore Wind Turbine | 1 | 1 | 102.5 | 102.5 | 102.5 | NR | IPP Non-CHP | 230 | Q |  | 58 | Senvion | 257.5 | [7 empty] | 2012
57726 | PJM | Summit Associates | 15477 | Public Service Elec & Gas Co | 40.5003 | -74.3536 | 45 Fernwood Ave. & 110 Fieldcr | Edison | NJ | 8818 | Middlesex | RFC | PJM | PJM Interconnection, LLC | Solar | Solar Photovoltaic | 1 | SUMA | 1.9 | 1.9 | 1.9 | RE | Electric Utility | 13 | I | 1067168135 |  |  |  | 2.2 | [6 empty] | 2011
57727 | PJM | BlackRock-Matrix | 15477 | Public Service Elec & Gas Co | 40.3622 | -74.4797 | 140 Docks Corner Rd. | South Brunswick | NJ | 8810 | Middlesex | RFC | PJM | PJM Interconnection, LLC | Solar | Solar Photovoltaic | 1 | BLAR | 2.5 | 2.5 | 2.5 | RE | Electric Utility | 13 | I | 1067168055 |  |  |  | 3 | [6 empty] | 2012
57728 | PJM | Mill Creek Solar | 15477 | Public Service Elec & Gas Co | 40.0314 | -74.8247 | 600 Irick Road | Burlington | NJ | 8016 | Burlington | RFC | PJM | PJM Interconnection, LLC | Solar | Solar Photovoltaic | 1 | MILLC | 3.5 | 3.5 | 3.5 | RE | Electric Utility | 13 | I | 1165479596 |  |  |  | 3.8 | [6 empty] | 2011
57732 | MISO | UMM Wind Turbine | 57046 | University of Minnesota Morris Campus | 45.5897 | -95.877 | .608 County Highway 10 | Morris | MN | 56267 | Stevens | MRO | MISO | Midcontinent Independent Transmission System Operator, Inc.. | Wind | Onshore Wind Turbine | 1 | UMM1 | 1.7 | 0.6 | 0.9 | NR | Commercial Non-CHP | 12.5 | S |  | 1 | Vestas | 265 | [7 empty] | 2011
57733 | PJM | Benjamin Moore & Co. Solar | 57044 | Luminace Solar New Jersey, LLC | 40.8256 | -74.7147 | 360 US Route 206 | Mount Olive | NJ | 7828 | Morris | RFC | PJM | PJM Interconnection, LLC | Solar | Solar Photovoltaic | 1 | PV1 | 1.4 | 1.4 | 1.4 | NR | Commercial Non-CHP | 12.47 | Q |  |  |  |  | 1.8 | [6 empty] | 2010
57734 | PJM | Cherry Hill | 57049 | NFI Solar LLC | 39.8761 | -75.0086 | 1515 Burnt Mill Rd | Cherry Hill | NJ | 8003 | Camden | RFC | PJM | PJM Interconnection, LLC | Solar | Solar Photovoltaic | 1 | CH | 1.1 | 1.1 | 1.1 | NR | IPP Non-CHP | 13.2 | Q |  |  |  |  | 1.3 | [6 empty] | 2010
57736 | SPP | SPS1 Dollarhide | 57055 | SunE SPS1, LLC | 32.1274 | -103.1378 | Willis Road | Jal | NM | 88252 | Lea | WECC | SWPP | Southwest Power Pool | Solar | Solar Photovoltaic | 1 | 1 | 10 | 10 | 10 | NR | IPP Non-CHP | 12.5 | Q |  |  |  |  | 11.4 | Y | [5 empty] | 2011
57737 | SPP | SPS2 Jal | 57056 | SunE SPS2, LLC | 32.1836 | -103.1831 | 74 Flying E Road | Jal | NM | 88252 | Lea | WECC | SWPP | Southwest Power Pool | Solar | Solar Photovoltaic | 1 | 1 | 10 | 10 | 10 | NR | IPP Non-CHP | 12.5 | Q |  |  |  |  | 11.5 | Y | [5 empty] | 2011
57738 | SPP | SPS3 Lea | 57057 | SunE SPS3, LLC | 32.4697 | -103.3233 | NM Highway 176 | Eunice | NM | 88231 | Lea | WECC | SWPP | Southwest Power Pool | Solar | Solar Photovoltaic | 1 | 1 | 10 | 10 | 10 | NR | IPP Non-CHP | 12.5 | Q |  |  |  |  | 11.7 | Y | [5 empty] | 2011
57739 | SPP | SPS4 Monument | 57059 | SunE SPS4, LLC | 32.6819 | -103.3036 | Maddox Road | Monument | NM | 88240 | Lea | WECC | SWPP | Southwest Power Pool | Solar | Solar Photovoltaic | 1 | 1 | 10.1 | 10.1 | 10.1 | NR | IPP Non-CHP | 12.4 | Q |  |  |  |  | 10.8 | Y | [5 empty] | 2011
57740 | SPP | SPS5 Hopi | 57058 | SunE SPS5, LLC | 32.3456 | -104.2347 | 800 W. Derrick Road | Carlsbad | NM | 88220 | Eddy | WECC | SWPP | Southwest Power Pool | Solar | Solar Photovoltaic | 1 | 1 | 10.1 | 10.1 | 10.1 | NR | IPP Non-CHP | 12.4 | Q |  |  |  |  | 10.8 | Y | [5 empty] | 2011
57742 | PJM | Vineland Headquarters | 57049 | NFI Solar LLC | 39.4903 | -75.0374 | 71 W Park Avenue | Vineland | NJ | 8360 | Cumberland | RFC | PJM | PJM Interconnection, LLC | Solar | Solar Photovoltaic | 1 | VHQ | 1.1 | 1.1 | 1.1 | NR | IPP Non-CHP | 13.2 | Q |  |  |  |  | 1.3 | [6 empty] | 2011
57743 | WECC | North Palm Springs 1A | 60025 | Greenbacker Renewable Energy Corporation | 33.9242 | -116.5933 | Dillon Rd & Worsley Rd | Palm Springs | CA | 92240 | Riverside | WECC | CISO | California Independent System Operator | Solar | Solar Photovoltaic | 1 | 1 | 2.5 | 2.4 | 2.4 | NR | IPP Non-CHP | 34.5 | Q |  |  |  |  | 2.8 | Y | [5 empty] | 2012
57744 | PJM | Laurel Hill Wind | 65411 | Duke Energy Renewables Services | 41.5323 | -77.0296 | 1464 Marshall Road | Roaring Branch | PA | 17765 | Lycoming | RFC | PJM | PJM Interconnection, LLC | Wind | Onshore Wind Turbine | 1 | 1 | 69 | 69 | 69 | NR | IPP Non-CHP | 230 | Q |  | 30 | Siemens | 272 | [7 empty] | 2012
57745 | PJM | The City of Vineland at West Vineland | 57044 | Luminace Solar New Jersey, LLC | 39.4624 | -75.07 | 1776 South Mill Rd. | Vineland | NJ | 8360 | Cumberland | RFC | PJM | PJM Interconnection, LLC | Solar | Solar Photovoltaic | 1 | PV1 | 3.7 | 3.7 | 3.7 | NR | IPP Non-CHP | 12.47 | Q |  |  |  |  | 4.8 | [6 empty] | 2011
57746 | PJM | The City of Vineland at North Vineland | 57044 | Luminace Solar New Jersey, LLC | 39.505 | -74.9977 | 1310 North Main Rd. | Vineland | NJ | 8360 | Cumberland | RFC | PJM | PJM Interconnection, LLC | Solar | Solar Photovoltaic | 1 | PV1 | 2.3 | 2.3 | 2.3 | NR | IPP Non-CHP | 12.47 | Q |  |  |  |  | 3 | [6 empty] | 2011
57747 | PJM | FedEx Field Solar Facility | 67036 | NW Stadium Solar Plant | 38.9078 | -76.8644 | 1600 FedEx Way | Landover | MD | 20785 | Prince Georges | RFC | PJM | PJM Interconnection, LLC | Solar | Solar Photovoltaic | 1 | 1 | 2 | 2 | 2 | NR | IPP Non-CHP | 48 | Q |  |  |  |  | 2.4 | [6 empty] | 2011
57748 | WECC | Gordon Butte Wind LLC | 57042 | Gordon Butte Wind LLC | 46.4119 | -110.3378 | 45 John Sears Road | Martinsdale | MT | 59053 | Meagher | WECC | NWMT | NorthWestern Energy (NWMT) | Wind | Onshore Wind Turbine | 4 | DAW; GBW; OSR; SOR | 17.7 | 17.7 | 17.7 | NR | IPP Non-CHP | 100 | Q |  | 9 | GE | 295.3 | [7 empty] | 2012
57749 | WECC | Sawtooth Wind Project | 57041 | Idaho Winds LLC | 42.9822 | -115.3933 | 5420 W Wicher Road | Glenns Ferry | ID | 83623 | Elmore | WECC | IPCO | Idaho Power Company | Wind | Onshore Wind Turbine | 1 | ST | 22.4 | 22.4 | 22.4 | NR | IPP Non-CHP | 138 | Q |  | 14 | GE | 262.5 | [7 empty] | 2011
57750 | PJM | Maple Solar | 57049 | NFI Solar LLC | 39.4875 | -74.9808 | 2363 Maple Avenue | Vineland | NJ | 8361 | Cumberland | RFC | PJM | PJM Interconnection, LLC | Solar | Solar Photovoltaic | 2 | P1; P2 | 2.4 | 2.4 | 2.4 | NR | IPP Non-CHP | 13.2 | Q |  |  |  |  | 3 | [6 empty] | 2011
57753 | WECC | SMUD at Lawrence | 56995 | Sacramento PV Energy, LLC | 38.3389 | -121.4313 | 6150 Point Pleasant Road | Elk Grove | CA | 95757 | Sacramento | WECC | BANC | Balancing Authority of Northern California | Solar | Solar Photovoltaic | 1 | PV1 | 1 | 1 | 1 | NR | IPP Non-CHP | 12.47 | Q |  |  |  |  | 1.2 | [6 empty] | 2011
57754 | PJM | Frederick County LFGTE Facility | 57051 | Frederick County Virginia | 39.1408 | -78.0975 | 280 Landfill Road | Winchester | VA | 22602 | Frederick | SERC | PJM | PJM Interconnection, LLC | Other | Landfill Gas | 2 | 1; 2 | 2 | 2 | 2 | NR | Commercial Non-CHP | 12.5 | Q | 83734407 | [10 empty] | 2010
57755 | SPP | TPW Petersburg | 57050 | TPW Petersburg LLC | 41.8646 | -97.9612 | 2460 State Highway Road 32 | Petersburg | NE | 68652 | Boone | MRO | SWPP | Southwest Power Pool | Wind | Onshore Wind Turbine | 1 | PETE | 40.5 | 40.5 | 40.5 | NR | IPP Non-CHP | 115 | Q |  | 27 | GE | 262.4 | [7 empty] | 2011
57756 | WECC | Coastal Energy Project | 57066 | Coastal Community Action Program | 46.7936 | -124.0654 | 117 East Third St | Aberdeen | WA | 98520 | Grays Harbor | WECC | BPAT | Bonneville Power Administration | Wind | Onshore Wind Turbine | 1 | 1 | 6 | 6 | 6 | NR | IPP Non-CHP | 12.47 | Q |  | 4 | GE | 265 | [7 empty] | 2010
57757 | WECC | Pacific Wind LLC | 57170 | EDF Renewable Asset Holdings, Inc. | 34.8914 | -118.4325 | 4551 170th Street West | Rosamond | CA | 93560 | Kern | WECC | CISO | California Independent System Operator | Wind | Onshore Wind Turbine | 1 | 1 | 151.7 | 140 | 140 | NR | IPP Non-CHP | 345 | Q |  | 75 | Senvion | 257.5 | [7 empty] | 2012
57758 | PJM | Mount Saint Mary's | 57065 | Constellation Solar Horizons LLC | 39.675 | -77.345 | 16300 Old Emmitsburg Road | Emmitsburg | MD | 21727 | Frederick | RFC | PJM | PJM Interconnection, LLC | Solar | Solar Photovoltaic | 1 | PV1 | 13.7 | 13.7 | 13.7 | NR | IPP Non-CHP | 34 | Q |  |  |  |  | 16.1 | [6 empty] | 2012
57760 | WECC | Power County Wind Park South | 57068 | Power County Wind Park South LLC | 42.7033 | -112.7578 | Garden Road | American Falls | ID | 83211 | Power | WECC | PACE | PacifiCorp - East | Wind | Onshore Wind Turbine | 1 | PCWPS | 22.5 | 22.5 | 22.5 | NR | IPP Non-CHP | 230 | Q |  | 9 | Nordex | 262 | [7 empty] | 2011
57761 | WECC | Power County Wind Park North | 57069 | Power County Wind Park North LLC | 42.7389 | -112.7486 | Garden Road | American Falls | ID | 83211 | Power | WECC | PACE | PacifiCorp - East | Wind | Onshore Wind Turbine | 1 | PCWPN | 22.5 | 22.5 | 22.5 | NR | IPP Non-CHP | 230 | Q |  | 9 | Nordex | 262 | [7 empty] | 2011
57762 | SPP | Cimarron Wind Energy LLC | 58143 | Cimarron Wind Energy LLC | 37.8739 | -100.2803 | 10001 19 Road | Cimmaron | KS | 67384 | Gray | MRO | SWPP | Southwest Power Pool | Wind | Onshore Wind Turbine | 1 | CPV1 | 165.6 | 165.6 | 165.6 | NR | IPP Non-CHP | 345 | Q |  | 72 | Siemens | 297 | [7 empty] | 2012
57763 | WECC | Youngs Creek Hydroelectric Project | 17470 | PUD No 1 of Snohomish County | 47.7916 | -121.8 | 21632 Youngs River Truck Trail | Monroe | WA | 98272 | Snohomish | WECC | BPAT | Bonneville Power Administration | Other | Conventional Hydroelectric | 1 | 1 | 7.5 | 7.9 | 7.9 | RE | Electric Utility | 12.47 | P | [11 empty] | 2011
57764 | WECC | Naval Air Weapons Station China Lake | 61944 | MN8 Energy LLC | 35.6877 | -117.6814 | 101-115 E Inyokern Rd | Ridgecrest | CA | 93555 | Kern | WECC | CISO | California Independent System Operator | Solar | Solar Photovoltaic | 1 | 1 | 11.1 | 11.1 | 11.1 | NR | Commercial Non-CHP | 34.5 | Q |  |  |  |  | 13.8 | Y | [5 empty] | 2012
57765 | WECC | Arizona Western College PV | 61012 | AES Distributed Energy | 32.6878 | -114.4961 | 2020 S. Avenue 8E | Yuma | AZ | 85365 | Yuma | WECC | AZPS | Arizona Public Service Company | Solar | Solar Photovoltaic | 5 | SFC; SHP; SOLEG; STE; SWD | 4.7 | 4.7 | 4.7 | NR | IPP Non-CHP | 12 | Q |  |  |  |  | 5.6 | Y | [5 empty] | 2011
57766 | WECC | Rockland Wind Farm | 57075 | Ridgeline Energy LLC | 42.6747 | -112.9019 | 3426 Harvest Lane | American Falls | ID | 83211 | Power | WECC | IPCO | Idaho Power Company | Wind | Onshore Wind Turbine | 1 | RLWF | 79.2 | 79.2 | 79.2 | NR | IPP Non-CHP | 138 | Q |  | 44 | Vestas | 262.5 | [7 empty] | 2011
57767 | MISO | Brown County Wind Turbine | 57077 | Adams Electric Cooperative | 39.9733 | -90.6992 | 910 1100E | Mount Sterling | IL | 62353 | Brown | SERC | MISO | Midcontinent Independent Transmission System Operator, Inc.. | Wind | Onshore Wind Turbine | 1 | 1 | 1.5 | 1.5 | 1.5 | RE | Electric Utility | 12.47 | C |  | 1 | VENSYS | 281 | [7 empty] | 2011
57768 | PJM | Longwood Gardens | 57078 | Ecogy Pennsylvania Systems LLC | 39.8667 | -75.6678 | 1000 E. Baltimore Pike | Kennett Square | PA | 19348 | Chester | RFC | PJM | PJM Interconnection, LLC | Solar | Solar Photovoltaic | 1 | 1 | 1.3 | 1.3 | 1.3 | NR | IPP Non-CHP | 34.5 | Q |  |  |  |  | 1.6 | [6 empty] | 2010
57769 | PJM | Mehoopany Wind Energy LLC | 55963 | AE Power Services LLC | 41.4206 | -76.0492 | 1250 Fire Tower Road | Noxen | PA | 18636 | Wyoming | RFC | PJM | PJM Interconnection, LLC | Wind | Onshore Wind Turbine | 1 | 1 | 140.8 | 140.8 | 140.8 | NR | IPP Non-CHP | 115 | Q |  | 88 | GE | 328 | [7 empty] | 2012
57771 | WECC | Ameresco Butte County | 57079 | Ameresco Butte County LLC | 39.674 | -121.73 | 1023 Neal Rd | Paradise | CA | 95954 | Butte | WECC | CISO | California Independent System Operator | Other | Landfill Gas | 1 | 1 | 2.3 | 2 | 2 | NR | IPP Non-CHP | 60 | Q | [11 empty] | 2013
57772 | PJM | Perdue Bridgeville Photovoltaic | 63249 | Terraform Arcadia | 38.7577 | -75.602 | 16447 Adams Road | Bridgeville | DE | 19933 | Sussex | RFC | PJM | PJM Interconnection, LLC | Solar | Solar Photovoltaic | 1 | BRID | 1.3 | 1.3 | 1.3 | NR | IPP Non-CHP | 12.47 | Q |  |  |  |  | 1.6 | N | [5 empty] | 2011
57773 | WECC | Palo Verde College | 65242 | Scale Sustainable I, LLC | 33.6617 | -114.6517 | 1 College Drive | Blythe | CA | 92225 | Riverside | WECC | CISO | California Independent System Operator | Solar | Solar Photovoltaic | 1 | 1 | 1.2 | 1 | 1 | NR | Commercial Non-CHP | 12 | Q |  |  |  |  | 1.2 | N | [5 empty] | 2009
57774 | WECC | Windstar 1 | 64260 | Nextera Energy Resources | 35.0542 | -118.3547 | 13949 Cameron Road | Tehachapi | CA | 93561 | Kern | WECC | CISO | California Independent System Operator | Wind | Onshore Wind Turbine | 1 | WGNS | 120 | 120 | 120 | NR | IPP Non-CHP | 230 | Q |  | 60 | Gamesa | 220 | [7 empty] | 2012
57775 | WECC | Kingman 1 | 63235 | Brookfield Renewable Trading and Marketing LP | 35.1458 | -114.0675 | 2525 Old Trails Road | Kingman | AZ | 86401 | Mohave | WECC | AZPS | Arizona Public Service Company | Mixed | Solar Photovoltaic; Onshore Wind Turbine | 2 | PV; WGNS | 10.5 | 10.5 | 10.5 | NR | IPP Non-CHP | 69 | Q |  | 5 | Gamesa | 256 | 1 | Y | [5 empty] | 2011
57776 | PJM | FedEx Woodbridge | 65242 | Scale Sustainable I, LLC | 40.5064 | -74.3235 | 6000 Riverside Dr | Keasbey | NJ | 8832 | Middlesex | RFC | PJM | PJM Interconnection, LLC | Solar | Solar Photovoltaic | 1 | 1 | 2 | 2 | 1 | NR | IPP Non-CHP | 480 | Q |  |  |  |  | 2.4 | N | [5 empty] | 2009
57777 | WECC | RE Dillard 1 LLC | 61944 | MN8 Energy LLC | 38.4686 | -121.1819 | 7786 Dillard Rd | Sloughhouse | CA | 95693 | Sacramento | WECC | BANC | Balancing Authority of Northern California | Solar | Solar Photovoltaic | 1 | DL1 | 3 | 3 | 3 | NR | IPP Non-CHP | 69 | Q |  |  |  |  | 3.8 | Y | [5 empty] | 2012
57778 | WECC | RE Kammerer 1 LLC | 61944 | MN8 Energy LLC | 38.3651 | -121.3811 | 8224 Kammerer Rd | Elk Grove | CA | 95757 | Sacramento | WECC | BANC | Balancing Authority of Northern California | Solar | Solar Photovoltaic | 1 | KAM1 | 5 | 5 | 5 | NR | IPP Non-CHP | 69 | Q |  |  |  |  | 6.2 | Y | [5 empty] | 2012
57779 | WECC | RE Dillard 2 LLC | 61944 | MN8 Energy LLC | 38.4661 | -121.1778 | 7786 Dillard Rd | Sloughhouse | CA | 95693 | Sacramento | WECC | BANC | Balancing Authority of Northern California | Solar | Solar Photovoltaic | 1 | DIL2 | 3 | 3 | 3 | NR | IPP Non-CHP | 69 | Q |  |  |  |  | 3.8 | Y | [5 empty] | 2012
57780 | WECC | RE Kammerer 2 LLC | 61944 | MN8 Energy LLC | 38.3651 | -121.3811 | 8224 Kammerer Rd | Elk Grove | CA | 95757 | Sacramento | WECC | BANC | Balancing Authority of Northern California | Solar | Solar Photovoltaic | 1 | KAM2 | 5 | 5 | 5 | NR | IPP Non-CHP | 69 | Q |  |  |  |  | 6.2 | Y | [5 empty] | 2012
57781 | WECC | RE Dillard 3 LLC | 61944 | MN8 Energy LLC | 38.4619 | -121.1803 | 7786 Dillard Rd | Sloughhouse | CA | 95693 | Sacramento | WECC | BANC | Balancing Authority of Northern California | Solar | Solar Photovoltaic | 1 | DIL3 | 3 | 3 | 3 | NR | IPP Non-CHP | 69 | Q |  |  |  |  | 3.8 | Y | [5 empty] | 2012
57782 | WECC | RE Kammerer 3 LLC | 61944 | MN8 Energy LLC | 38.3651 | -121.3811 | 8224 Kammerer Rd | Elk Grove | CA | 95757 | Sacramento | WECC | BANC | Balancing Authority of Northern California | Solar | Solar Photovoltaic | 1 | KAM3 | 5 | 5 | 5 | NR | IPP Non-CHP | 69 | Q |  |  |  |  | 6.2 | Y | [5 empty] | 2012
57783 | WECC | RE Bruceville 1 LLC | 61944 | MN8 Energy LLC | 38.3475 | -121.4128 | 7334 Eschinger Road | Elk Grove | CA | 95757 | Sacramento | WECC | BANC | Balancing Authority of Northern California | Solar | Solar Photovoltaic | 1 | BRU1 | 5 | 5 | 5 | NR | IPP Non-CHP | 69 | Q |  |  |  |  | 6.2 | Y | [5 empty] | 2012
57784 | WECC | RE Bruceville 2 LLC | 61944 | MN8 Energy LLC | 38.3475 | -121.4128 | 7334 Eschinger Road | Elk Grove | CA | 95757 | Sacramento | WECC | BANC | Balancing Authority of Northern California | Solar | Solar Photovoltaic | 1 | BRU2 | 5 | 5 | 5 | NR | IPP Non-CHP | 69 | Q |  |  |  |  | 6.2 | Y | [5 empty] | 2012
57785 | WECC | RE Bruceville 3 LLC | 61944 | MN8 Energy LLC | 38.3475 | -121.4128 | 7334 Eschinger Road | Elk Grove | CA | 95757 | Sacramento | WECC | BANC | Balancing Authority of Northern California | Solar | Solar Photovoltaic | 1 | BRU3 | 5 | 5 | 5 | NR | IPP Non-CHP | 69 | Q |  |  |  |  | 6.2 | Y | [5 empty] | 2012
57787 | SPP | Flat Ridge 2 Wind Energy LLC | 55963 | AE Power Services LLC | 37.3665 | -98.2611 | 1484 NW 160th Ave | Zenda | KS | 67159 | Kingman | MRO | SWPP | Southwest Power Pool | Wind | Onshore Wind Turbine | 1 | 1 | 470.4 | 470.4 | 470.4 | NR | IPP Non-CHP | 345 | Q |  | 294 | GE | 262.4 | [7 empty] | 2012
57788 | PJM | US GSA Heating and Transmission | 57103 | US GSA Heating and Transmission | 38.8857 | -77.0284 | 325 13th Street SW | Washington | DC | 20407 | District of Columbia | RFC | PJM | PJM Interconnection, LLC | Natural Gas | Natural Gas Fired Combustion Turbine | 2 | TG1; TG2 | 10.8 | 9 | 10 | NR | Commercial CHP | 13.8 | F | [11 empty] | 2004
57790 | WECC | RE Bagdad Solar I LLC | 65411 | Duke Energy Renewables Services | 34.5858 | -113.1772 | Terminus of Airport Road | Bagdad | AZ | 86321 | Yavapai | WECC | AZPS | Arizona Public Service Company | Solar | Solar Photovoltaic | 1 | 1 | 14.9 | 14.9 | 14.9 | NR | IPP Non-CHP | 12.47 | Q |  |  |  |  | 16.6 | Y | [5 empty] | 2011
57791 | WECC | Foundation AB | 56930 | Foundation HA Energy Generation, LLC | 38.2322 | -122.0928 | 3601 Busch Drive | Fairfield | CA | 94534 | Solano | WECC | CISO | California Independent System Operator | Wind | Onshore Wind Turbine | 1 | WTG1 | 1.5 | 1.5 | 1.5 | NR | IPP Non-CHP | 115 | Q |  | 1 | GE | 213 | [7 empty] | 2011
57792 | WECC | Foundation IE | 56930 | Foundation HA Energy Generation, LLC | 34.0847 | -117.5294 | 12811 Sixth Street | Rancho Cucamonga | CA | 91739 | San Bernardino | WECC | CISO | California Independent System Operator | Wind | Onshore Wind Turbine | 1 | WTG1 | 1 | 1 | 1 | NR | IPP Non-CHP | 12 | Q |  | 1 | Mitsubishi | 180 | [7 empty] | 2011
57794 | PJM | St Joseph Energy Center | 57109 | St Joseph Energy Center LLC | 41.699 | -86.4797 | 54745 Walnut Rd | New Carlisle | IN | 46552 | St Joseph | RFC | PJM | PJM Interconnection, LLC | Natural Gas | Natural Gas Fired Combined Cycle | 3 | CT1; CT2; ST1 | 780 | 715 | 760 | NR | IPP Non-CHP | 345 | Q | SJEC | [10 empty] | 2018
57795 | WECC | RE Ajo 1 LLC | 65411 | Duke Energy Renewables Services | 32.367 | -112.8314 | 100 Pipeline Road | Ajo | AZ | 85321 | Pima | WECC | AZPS | Arizona Public Service Company | Solar | Solar Photovoltaic | 1 | 1 | 4.5 | 4.5 | 4.5 | NR | IPP Non-CHP | 69 | Q |  |  |  |  | 5 | Y | [5 empty] | 2011
57796 | WECC | Golden Springs Building C-1 | 57104 | Golden Springs Development Company LLC | 33.9142 | -118.0536 | 12816 Alder Drive | Santa Fe Springs | CA | 90670 | Los Angeles | WECC | CISO | California Independent System Operator | Solar | Solar Photovoltaic | 1 | 1 | 1.2 | 1.2 | 1.2 | NR | IPP Non-CHP | 12 | Q |  |  |  |  | 1.3 | [6 empty] | 2012
57797 | WECC | Golden Springs Building D | 57104 | Golden Springs Development Company LLC | 33.9119 | -118.0522 | 12935 Leffingwell Ave | Santa Fe Springs | CA | 90670 | Los Angeles | WECC | CISO | California Independent System Operator | Solar | Solar Photovoltaic | 1 | 1 | 1.3 | 1.3 | 1.3 | NR | IPP Non-CHP | 12 | Q |  |  |  |  | 1.4 | [6 empty] | 2012
57799 | PJM | ISH Solar Central, LLC | 59139 | SunEdison LLC | 40.2675 | -74.2786 | 539 Forest Hills Parkway | Bayville | NJ | 8721 | Monmouth | RFC | PJM | PJM Interconnection, LLC | Solar | Solar Photovoltaic | 1 | 1 | 1.4 | 1.4 | 1.4 | NR | IPP Non-CHP | 0.48 | Q |  |  |  |  | 1.5 | [6 empty] | 2011
57800 | MISO | Bison 2 Wind Energy Center | 12647 | ALLETE, Inc. | 46.98 | -101.5547 | 5198 30th St | New Salem | ND | 58563 | Morton | MRO | MISO | Midcontinent Independent Transmission System Operator, Inc.. | Wind | Onshore Wind Turbine | 1 | BISO2 | 105 | 105 | 105 | RE | Electric Utility | 230 | I | MP.BISON1 | 35 | Siemens | 261 | [7 empty] | 2012
57801 | MISO | Bison 3 Wind Energy Center | 12647 | ALLETE, Inc. | 46.98 | -101.5547 | 5198 30th St | New Salem | ND | 58563 | Morton | MRO | MISO | Midcontinent Independent Transmission System Operator, Inc.. | Wind | Onshore Wind Turbine | 1 | BISO3 | 105 | 105 | 105 | RE | Electric Utility | 230 | I | MP.BISON1 | 35 | Siemens | 260 | [7 empty] | 2012
57803 | WECC | Lime Wind | 57122 | Lime Wind LLC | 44.3969 | -117.2719 | 28747 Langley Lane | Huntington | OR | 97907 | Baker | WECC | IPCO | Idaho Power Company | Wind | Onshore Wind Turbine | 1 | T1-6 | 3 | 3 | 3 | NR | IPP Non-CHP | 12.47 | Q |  | 6 | Nordtank | 131 | [7 empty] | 2011
57805 | PJM | William Paterson University | 57124 | Nautilus Solar WPU LLC | 40.9521 | -74.1955 | 300 Pompton Road | Wayne | NJ | 7470 | Passaic | RFC | PJM | PJM Interconnection, LLC | Solar | Solar Photovoltaic | 1 | WPU1 | 2.3 | 2.3 | 2.3 | NR | Commercial Non-CHP | 480 | Q |  |  |  |  | 2.7 | [6 empty] | 2010
57806 | WECC | RE Dillard 4 LLC | 61944 | MN8 Energy LLC | 38.4619 | -121.1803 | 7786 Dillard Road | Sloughhouse | CA | 95693 | Sacramento | WECC | BANC | Balancing Authority of Northern California | Solar | Solar Photovoltaic | 1 | DIL4 | 0.4 | 0.4 | 0.4 | NR | IPP Non-CHP | 69 | Q |  |  |  |  | 0.5 | Y | [5 empty] | 2012
57809 | WECC | Franklin Templeton San Mateo | 57128 | Bloom Energy | 37.5425 | -122.2928 | One Franklin Partkway | San Mateo | CA | 94403 | San Mateo | WECC | CISO | California Independent System Operator | Natural Gas | Other Natural Gas | 1 | FRK00 | 1.1 | 1 | 1 | NR | IPP Non-CHP | 12.47 | COM | [11 empty] | 2011
57813 | MISO | GL Wind | 57127 | GL Wind LLC | 43.9917 | -91.8778 | 23978 Rupprechts Valley Road | Lewiston | MN | 55952 | Winona | MRO | MISO | Midcontinent Independent Transmission System Operator, Inc.. | Wind | Onshore Wind Turbine | 2 | TURB1; TURB2 | 5 | 4.8 | 4.8 | NR | IPP Non-CHP | 69 | Q | DPC.DPC | 2 | Clipper | 262.4 | [7 empty] | 2011
57815 | PJM | Titusville Solar | 57130 | Janssen Pharmaceutical Co | 40.2928 | -74.8472 | Trenton and Harbourton | Titusville | NJ | 8560 | Mercer | NPCC | PJM | PJM Interconnection, LLC | Solar | Solar Photovoltaic | 1 | PV1 | 3.5 | 3.5 | 3.5 | NR | Commercial Non-CHP | 26 | IND |  |  |  |  | 4.1 | Y | [5 empty] | 2010
57816 | WECC | RE McKenzie 1 LLC | 61944 | MN8 Energy LLC | 38.3026 | -121.2958 | 12498 McKenzie Rd | Galt | CA | 95632 | Sacramento | WECC | BANC | Balancing Authority of Northern California | Solar | Solar Photovoltaic | 1 | MCK1 | 5 | 5 | 5 | NR | IPP Non-CHP | 69 | Q |  |  |  |  | 6.3 | Y | [5 empty] | 2012
57817 | WECC | RE McKenzie 2 LLC | 61944 | MN8 Energy LLC | 38.3026 | -121.2958 | 12498 McKenzie Rd | Galt | CA | 95632 | Sacramento | WECC | BANC | Balancing Authority of Northern California | Solar | Solar Photovoltaic | 1 | MCK2 | 5 | 5 | 5 | NR | IPP Non-CHP | 69 | Q |  |  |  |  | 6.3 | Y | [5 empty] | 2012
57818 | WECC | RE McKenzie 3 LLC | 61944 | MN8 Energy LLC | 38.3026 | -121.2958 | 12498 McKenzie Rd | Galt | CA | 95632 | Sacramento | WECC | BANC | Balancing Authority of Northern California | Solar | Solar Photovoltaic | 1 | MCK3 | 5 | 5 | 5 | NR | IPP Non-CHP | 69 | Q |  |  |  |  | 6.3 | Y | [5 empty] | 2012
57819 | WECC | RE McKenzie 4 LLC | 61944 | MN8 Energy LLC | 38.3026 | -121.2958 | 12498 McKenzie Rd | Galt | CA | 95632 | Sacramento | WECC | BANC | Balancing Authority of Northern California | Solar | Solar Photovoltaic | 1 | MCK4 | 5 | 5 | 5 | NR | IPP Non-CHP | 69 | Q |  |  |  |  | 6.3 | Y | [5 empty] | 2012
57820 | WECC | RE McKenzie 5 LLC | 61944 | MN8 Energy LLC | 38.3026 | -121.2958 | 12498 McKenzie Rd | Galt | CA | 95632 | Sacramento | WECC | BANC | Balancing Authority of Northern California | Solar | Solar Photovoltaic | 1 | MCK5 | 5 | 5 | 5 | NR | IPP Non-CHP | 69 | Q |  |  |  |  | 6.3 | Y | [5 empty] | 2012
57821 | WECC | RE McKenzie 6 LLC | 61944 | MN8 Energy LLC | 38.3026 | -121.2958 | 12498 McKenzie Rd | Galt | CA | 95632 | Sacramento | WECC | BANC | Balancing Authority of Northern California | Solar | Solar Photovoltaic | 1 | MCK6 | 5 | 5 | 5 | NR | IPP Non-CHP | 69 | Q |  |  |  |  | 6.3 | Y | [5 empty] | 2012
57822 | PJM | Middletown Coke Company, LLC | 56069 | SunCoke Energy, Inc. | 39.4722 | -84.4014 | 3353 Yankee Rd | Middletown | OH | 45042 | Butler | RFC | PJM | PJM Interconnection, LLC | Other | Other Gases | 1 | YNKE | 67 | 38 | 38 | NR | IPP CHP | 69 | COM | YANKEE | [10 empty] | 2011
57823 | MISO | WCROC Wind Farm | 57138 | University of Minnesota WCROC | 45.5897 | -95.8769 | 46352 State Highway 329 | Morris | MN | 56267 | Stevens | MRO | MISO | Midcontinent Independent Transmission System Operator, Inc.. | Wind | Onshore Wind Turbine | 1 | WTG1 | 1.7 | 0.4 | 0.7 | NR | IPP Non-CHP | 12.5 | S |  | 1 | Vestas | 235 | [7 empty] | 2005
57824 | MISO | Onalaska Campus Landfill Biogas | 57142 | Gundersen Lutheran Biogas I LLC | 43.8739 | -91.18 | 3111 Gundersen Drive | Onalaska | WI | 54650 | La Crosse | MRO | MISO | Midcontinent Independent Transmission System Operator, Inc.. | Other | Landfill Gas | 1 | 416LF | 1.1 | 1.1 | 1.1 | NR | IPP Non-CHP | 13.8 | Q | NSP.NSP is the load node closest | [10 empty] | 2012
57827 | WECC | Dinuba Wastewater Treatment Plant | 61012 | AES Distributed Energy | 36.5381 | -119.4264 | 6675 Avenue 412 | Dinuba | CA | 93618 | Tulare | WECC | CISO | California Independent System Operator | Solar | Solar Photovoltaic | 1 | DSPV | 1 | 1 | 1 | NR | Commercial Non-CHP | 0.48 | Q |  |  |  |  | 1.2 | Y | [5 empty] | 2011
57828 | SPP | Tulsa LFG LLC | 57146 | Tulsa LFG LLC | 36.162 | -96.1865 | 177th West Avenue | Sand Springs | OK | 74063 | Osage | MRO | SWPP | Southwest Power Pool | Other | Landfill Gas | 2 | GEN3M; GEN4M | 3.2 | 2.8 | 2.8 | NR | IPP Non-CHP | 15 | Q | [11 empty] | 2011
57830 | MISO | Rippey Wind Farm | 60025 | Greenbacker Renewable Energy Corporation | 42.0061 | -94.2378 | 2123 A 240th Street | Grand Junction | IA | 50107 | Greene | MRO | MISO | Midcontinent Independent Transmission System Operator, Inc.. | Wind | Onshore Wind Turbine | 1 | NORD | 50 | 50 | 50 | NR | IPP Non-CHP | 161 | Q |  | 20 | Nordex | 328 | [7 empty] | 2012
57831 | WECC | Heliocentric | 57154 | Heliocentric LLC | 34.6543 | -117.971 | 8875 E Avenue L-8 | Palmdale | CA | 93550 | Los Angeles | WECC | CISO | California Independent System Operator | Solar | Solar Photovoltaic | 1 | 1 | 1.5 | 1.3 | 1.5 | NR | IPP Non-CHP | 12 | Q |  |  |  |  | 1.7 | [6 empty] | 2012
57832 | MISO | Hawkeye Wind Farm | 60025 | Greenbacker Renewable Energy Corporation | 42.9489 | -92.0622 | 21989 X Avenue | Sumner | IA | 50674 | Bremer | MRO | MISO | Midcontinent Independent Transmission System Operator, Inc.. | Wind | Onshore Wind Turbine | 1 | NORD | 35 | 34 | 34 | NR | IPP Non-CHP | 69 | Q |  | 15 | Nordex | 328 | [7 empty] | 2012
57833 | WECC | Mustang Hills LLC | 65911 | Mustang Hills, LLC (Longroad) | 35.0309 | -118.2932 | 8650 Oak Creek Road | Mojave | CA | 93501 | Kern | WECC | CISO | California Independent System Operator | Wind | Onshore Wind Turbine | 1 | AW06 | 150 | 150 | 150 | NR | IPP Non-CHP | 230 | Q |  | 50 | Vestas | 262.4 | [7 empty] | 2012
57834 | WECC | Pinyon Pine I | 59868 | Pinyon Pines Wind I, LLC | 35.0434 | -118.2118 | 5004 Camelot Blvd | Mojave | CA | 93501 | Kern | WECC | CISO | California Independent System Operator | Wind | Onshore Wind Turbine | 1 | AW07 | 168 | 168 | 168 | NR | IPP Non-CHP | 230 | Q |  | 56 | Vestas | 262.5 | [7 empty] | 2012
57835 | WECC | Alta Wind VIII | 64260 | Nextera Energy Resources | 35.0267 | -118.2348 | 6703 Oak Creek Road | Mojave | CA | 93501 | Kern | WECC | CISO | California Independent System Operator | Wind | Onshore Wind Turbine | 1 | AW08 | 150 | 150 | 150 | NR | IPP Non-CHP | 230 | Q |  | 50 | Vestas | 262.4 | [7 empty] | 2012
57836 | WECC | L-8 Solar Project | 57159 | L-8 Solar Project LLC | 34.6543 | -117.9731 | 8871 E Avenue L-8 | Palmdale | CA | 93550 | Los Angeles | WECC | CISO | California Independent System Operator | Solar | Solar Photovoltaic | 1 | TSM | 1.5 | 1.3 | 1.5 | NR | IPP Non-CHP | 12 | Q |  |  |  |  | 1.7 | [6 empty] | 2012
57837 | WECC | Pinyon Pine II | 59869 | Pinyon Pines Wind II, LLC | 35.0268 | -118.2233 | 5008 Camelot Blvd | Mojave | CA | 93501 | Kern | WECC | CISO | California Independent System Operator | Wind | Onshore Wind Turbine | 1 | AW09 | 132 | 132 | 132 | NR | IPP Non-CHP | 230 | Q |  | 44 | Vestas | 262.5 | [7 empty] | 2012
57839 | PJM | Woodbridge Energy Center | 57166 | Woodbridge Energy Center | 40.515 | -74.3189 | 1070 Riverside Dr | Keasbey | NJ | 7095 | Middlesex | RFC | PJM | PJM Interconnection, LLC | Natural Gas | Natural Gas Fired Combined Cycle | 3 | CT001; CT002; ST001 | 772.9 | 726.8 | 760.43 | NR | IPP Non-CHP | 230 | Q | 1218914043; 1218914041; 1218914042 | [10 empty] | 2015
57840 | WECC | ISH Solar Hospital SDMC | 59139 | SunEdison LLC | 32.7917 | -117.0953 | 4647 Zion Ave | San Diego | CA | 92120 | San Diego | WECC | CISO | California Independent System Operator | Solar | Solar Photovoltaic | 1 | 1 | 1.1 | 1.1 | 1.1 | NR | IPP Non-CHP | 0.48 | Q |  |  |  |  | 1.1 | [6 empty] | 2011
57841 | WECC | ISH Solar Hospital Downey | 59139 | SunEdison LLC | 33.9217 | -118.1244 | 12254 Bellflower Blvd | Downey | CA | 90242 | Los Angeles | WECC | CISO | California Independent System Operator | Solar | Solar Photovoltaic | 1 | 1 | 1.1 | 1.1 | 1.1 | NR | IPP Non-CHP | 0.48 | Q |  |  |  |  | 1.1 | [6 empty] | 2011
57842 | MISO | Wabash Valley Power IGCC | 40211 | Wabash Valley Power Assn, Inc | 39.53 | -87.4247 | 450 Bolton Rd | Terre Haute | IN | 47885 | Vigo | RFC | MISO | Midcontinent Independent Transmission System Operator, Inc.. | Natural Gas | Natural Gas Fired Combustion Turbine | 1 | 1A | 192 | 154 | 182 | RE | Electric Utility | 230 | C | CIN.WRHILND | [10 empty] | 1995
57844 | MISO | Franklin County Wind Farm | 9417 | Interstate Power and Light Co | 42.6067 | -93.3365 | 583 Nuthatch Ave | Iowa Falls | IA | 50126 | Franklin | MRO | MISO | Midcontinent Independent Transmission System Operator, Inc.. | Wind | Onshore Wind Turbine | 1 | 1 | 99 | 99 | 99 | RE | Electric Utility | 161 | I | ALTW.FRNKLNCO | 60 | Vestas | 262 | [7 empty] | 2012
57848 | PJM | WC Landfill Energy LLC | 61944 | MN8 Energy LLC | 40.831 | -75.0158 | 500 Mount Pisgah Avenue | Oxford | NJ | 7863 | Warren | RFC | PJM | PJM Interconnection, LLC | Solar | Solar Photovoltaic | 1 | SOLAR | 1 | 1 | 1 | NR | IPP Non-CHP | 34.5 | Q |  |  |  |  | 1.2 | [6 empty] | 2013
57849 | WECC | Green Acres Solar Facility 1 | 57177 | SIT Renewables, Inc. | 38.282 | -121.4647 | 3705 Twin Cities Road | Elk Grove | CA | 95757 | Sacramento | WECC | BANC | Balancing Authority of Northern California | Solar | Solar Photovoltaic | 1 | GASF1 | 3 | 2.8 | 2 | NR | IPP Non-CHP | 69 | COM |  |  |  |  | 3.6 | Y | [5 empty] | 2012
57850 | WECC | Green Acres Solar Facility 2 | 57177 | SIT Renewables, Inc. | 38.2836 | -121.4613 | 3705 Twin Cities Road | Elk Grove | CA | 95757 | Sacramento | WECC | BANC | Balancing Authority of Northern California | Solar | Solar Photovoltaic | 1 | GASF2 | 1 | 0.9 | 0.7 | NR | IPP Non-CHP | 69 | COM |  |  |  |  | 1.2 | Y | [5 empty] | 2012
57851 | MISO | Sigel Wind Park | 5109 | DTE Electric Company | 43.8508 | -82.7836 | 1717 Minden Rd | Harbor Beach | MI | 48441 | Huron | RFC | MISO | Midcontinent Independent Transmission System Operator, Inc.. | Wind | Onshore Wind Turbine | 1 | 1 | 64 | 64 | 64 | RE | Electric Utility | 120 | I |  | 40 | GE | 328 | [7 empty] | 2012
57852 | MISO | Minden Wind Park | 5109 | DTE Electric Company | 43.67 | -82.7586 | 8423 Range Line Rd | Minden City | MI | 48456 | Sanilac | RFC | MISO | Midcontinent Independent Transmission System Operator, Inc.. | Wind | Onshore Wind Turbine | 1 | 1 | 32 | 32 | 32 | RE | Electric Utility | 41.57 | I |  | 20 | GE | 328 | [7 empty] | 2012
57853 | MISO | McKinley Wind Park | 5109 | DTE Electric Company | 43.8719 | -83.2414 | 2925 N Gagetown Rd | Pigeon | MI | 48755 | Huron | RFC | MISO | Midcontinent Independent Transmission System Operator, Inc.. | Wind | Onshore Wind Turbine | 1 | 1 | 14.4 | 14 | 14 | RE | Electric Utility | 41.57 | I |  | 9 | GE | 328 | [7 empty] | 2012
57856 | WECC | Univ of California San Diego Solar | 56918 | University of California San Diego | 32.8744 | -117.2389 | 9500 Gilman Drive (0908U) | La Jolla | CA | 92093 | San Diego | WECC | CISO | California Independent System Operator | Solar | Solar Photovoltaic | 1 | SGU1 | 1 | 1 | 1 | NR | Commercial Non-CHP | 69 | S |  |  |  |  | 1.2 | [6 empty] | 2008
57858 | SPP | Caney River Wind Project | 57191 | Caney River Wind Project | 37.46 | -96.42 | 1201 RD 7 | Howard | KS | 67349 | Elk | MRO | SWPP | Southwest Power Pool | Wind | Onshore Wind Turbine | 1 | 1 | 200 | 200 | 200 | NR | IPP Non-CHP | 345 | Q |  | 111 | Vestas | 344 | [7 empty] | 2012
57859 | WECC | Moapa Southern Paiute | 61230 | Arevon Energy, Inc. | 36.5299 | -114.7703 | 1 Lincoln Street | Moapa | NV | 89025 | Clark | WECC | NEVP | Nevada Power Company | Solar | Solar Photovoltaic | 1 | 1 | 250 | 250 | 250 | NR | IPP Non-CHP | 230 | Q |  |  |  |  | 344.3 | N | [5 empty] | 2016
57860 | WECC | Industry MetroLink PV 1 | 57194 | City of Industry | 34.0087 | -117.8456 | 600 Brea Canyon Road | Industry | CA | 91744 | Los Angeles | WECC | CISO | California Independent System Operator | Solar | Solar Photovoltaic | 1 | 1 | 1.5 | 1.5 | 1.5 | RE | Electric Utility | 12.47 | M |  |  |  |  | 2 | [6 empty] | 2012
57861 | WECC | Hidden Hollow Energy | 57189 | Hidden Hollow Energy LLC | 43.6972 | -116.2714 | 10300 Seamans Gulch Rd | Boise | ID | 83714 | Ada | WECC | IPCO | Idaho Power Company | Other | Landfill Gas | 2 | UNT1; UNT2 | 3.2 | 3 | 3 | NR | IPP Non-CHP | 12.4 | Q | [11 empty] | 2007
57862 | PJM | Wildcat Wind Farm I, LLC | 56215 | Big Sky Wind, LLC | 40.3494 | -85.8431 | 9093 W 1700N Rd | Elwood | IN | 46036 | Tipton | RFC | PJM | PJM Interconnection, LLC | Wind | Onshore Wind Turbine | 1 | 1 | 200 | 200 | 200 | NR | IPP Non-CHP | 138 | Q | WLDWF | 125 | GE | 328 | [7 empty] | 2012
57863 | PJM | McKee City Solar Phase 2 | 61944 | MN8 Energy LLC | 39.4219 | -74.6392 | 215 Cates Road | Egg Harbor Township | NJ | 8234 | Atlantic | RFC | PJM | PJM Interconnection, LLC | Solar | Solar Photovoltaic | 1 | UNIT1 | 2.4 | 2.4 | 2.4 | NR | IPP Non-CHP | 69 | Q | SEARSTOW69 KV |  |  |  | 2.5 | [6 empty] | 2011
57864 | PJM | Stockton Athletic Center | 61944 | MN8 Energy LLC | 39.4884 | -74.5353 | 101 Vera King Farris Drive | Pomona | NJ | 8240 | Atlantic | RFC | PJM | PJM Interconnection, LLC | Solar | Solar Photovoltaic | 3 | 2LOT7; LOT7; SAC | 1.3 | 1.28 | 1.28 | NR | IPP Non-CHP | 12.47 | Q | ABSECON 69 KV LOAD1 |  |  |  | 1.16 | [6 empty] | 2009
57865 | SPP | Antelope Station | 7349 | Golden Spread Electric Cooperative, Inc | 33.865 | -101.8433 | 1454 CR 315 | Abernathy | TX | 79311 | Hale | MRO | SWPP | Southwest Power Pool | Natural Gas | Natural Gas Internal Combustion Engine | 18 | E01; E02; E03; E04; E05; E06; E07; E08; E09; E10; E11; E12; E13; E14; E15; E16; E17; E18 | 167.4 | 162 | 167.4 | RE | Electric Utility | 230 | C | [11 empty] | 2011
57866 | SPP | Golden Spread Panhandle Wnd Rch | 7349 | Golden Spread Electric Cooperative, Inc | 35.2436 | -102.21 | 6514 CR 50 | Wilderado | TX | 79098 | Oldham | MRO | SWPP | Southwest Power Pool | Wind | Onshore Wind Turbine | 1 | PWR | 78.2 | 78.2 | 78.2 | RE | Electric Utility | 230 | C |  | 34 | Siemens | 262.4 | [7 empty] | 2011
57868 | PJM | L'Oreal Piscataway | 61944 | MN8 Energy LLC | 40.5543 | -74.468 | 81 New England Avenue | New Brunswick | NJ | 8854 | Middlesex | RFC | PJM | PJM Interconnection, LLC | Solar | Solar Photovoltaic | 4 | UNIT1; UNIT2; UNIT3; UNIT4 | 1.8 | 1.78 | 1.78 | NR | IPP Non-CHP | 13.2 | Q | LAKENELS230 KV |  |  |  | 2.32 | [6 empty] | 2011 | 2026
57869 | PJM | Heller Industrial Parks | 56997 | Marina Energy LLC | 40.3739 | -74.4892 | 1 Industrial Road | Dayton | NJ | 8810 | Middlesex | RFC | PJM | PJM Interconnection, LLC | Solar | Solar Photovoltaic | 5 | HH; HII; HJC; HM; UNIT1 | 4.6 | 4.6 | 4.6 | NR | IPP Non-CHP | 13.2 | Q | DEVILSBR13 KV |  |  |  | 4.7 | [6 empty] | 2011 | 2027
57870 | WECC | Castle Rock Vineyards | 57213 | Castle Rock Cooling | 35.8011 | -119.1106 | 501 Richgrove Dr. | Delano | CA | 93215 | Tulare | WECC | CISO | California Independent System Operator | Solar | Solar Photovoltaic | 1 | SOLAR | 1 | 1 | 1 | NR | Commercial Non-CHP | 12 | COM |  |  |  |  | 1.1 | [6 empty] | 2010
57871 | WECC | 2555 E Olympic Bl | 11208 | Los Angeles Department of Water & Power | 34.0269 | -118.2242 | 2555 E Olympic Bl | Los Angeles | CA | 90023 | Los Angeles | WECC | LDWP | Los Angeles Department of Water and Power | Solar | Solar Photovoltaic | 1 | 1 | 1 | 1 | 1 | NR | Commercial Non-CHP | 34.5 | M |  |  |  |  | 1.2 | [6 empty] | 2012
57872 | SPP | LCEC Generation LLVC | 20447 | Western Farmers Elec Coop, Inc | 32.9781 | -103.3239 | 2023 Power Plant Lane | Lovington | NM | 88260 | Lea | MRO | SWPP | Southwest Power Pool | Natural Gas | Natural Gas Internal Combustion Engine | 5 | UNIT1; UNIT2; UNIT3; UNIT4; UNIT5 | 46.5 | 43.5 | 46.5 | RE | Electric Utility | 115 | C | WFEC_LC_GAS_PLANT | [10 empty] | 2012
57873 | MISO | Eclipse Wind Farm | 12341 | MidAmerican Energy Co | 41.5547 | -94.685 | 106 Hillcrest St | Adair | IA | 50002 | Guthrie | MRO | MISO | Midcontinent Independent Transmission System Operator, Inc.. | Wind | Onshore Wind Turbine | 1 | EWF | 207.1 | 200 | 200 | RE | Electric Utility | 345 | I | MEC.ECLIPSE1 | 87 | Siemens | 262.4 | [7 empty] | 2012
57874 | MISO | Vienna Wind Farm | 12341 | MidAmerican Energy Co | 42.1594 | -92.7761 | 1805 East Anson St. | Marshalltown | IA | 50158 | Marshall | MRO | MISO | Midcontinent Independent Transmission System Operator, Inc.. | Wind | Onshore Wind Turbine | 2 | VIIWF; VIWF | 150.2 | 150.2 | 150.2 | RE | Electric Utility | 161 | I | MEC.VIENNA1 | 64 | Siemens | 262.4 | [7 empty] | 2012
57875 | MISO | Morning Light Wind Farm | 12341 | MidAmerican Energy Co | 41.4542 | -94.5751 | 106 Hillcrest St. | Adair | IA | 50002 | Adair | MRO | MISO | Midcontinent Independent Transmission System Operator, Inc.. | Wind | Onshore Wind Turbine | 1 | MLWF | 110.9 | 100.9 | 100.9 | RE | Electric Utility | 345 | I | MEC.MORNLIGHT | 44 | Siemens | 262.4 | [7 empty] | 2012
57876 | WECC | Santa Cruz Energy | 57197 | Santa Cruz Energy LLC | 36.9733 | -122.1056 | 604 Dimeo Lane | Santa Cruz | CA | 95060 | Santa Cruz | WECC | CISO | California Independent System Operator | Other | Landfill Gas | 1 | UNT1 | 1.6 | 1.5 | 1.5 | NR | IPP Non-CHP | 16 | Q | [11 empty] | 2009
57879 | PJM | Perdue Salisbury Photovoltaic | 63249 | Terraform Arcadia | 38.3736 | -75.5353 | 31149 Old Ocean City Road | Salisbury | MD | 21801 | Wicomico | RFC | PJM | PJM Interconnection, LLC | Solar | Solar Photovoltaic | 1 | SALI | 1 | 1 | 1 | NR | IPP Non-CHP | 25 | Q |  |  |  |  | 1.2 | [6 empty] | 2011
57880 | MISO | Eolos Wind Energy Research Field Station | 57215 | Regents of the University of Minnesota | 44.7283 | -93.0481 | 2685 152nd St E | Rosemount | MN | 55068 | Dakota | MRO | MISO | Midcontinent Independent Transmission System Operator, Inc.. | Wind | Onshore Wind Turbine | 1 | 1 | 2.5 | 2.5 | 2.5 | NR | IPP Non-CHP | 34.5 | S | NSP.NSP | 1 | Clipper | 262.4 | [7 empty] | 2011
57881 | SPP | Pioneer Generation Station | 1307 | Basin Electric Power Coop | 48.2325 | -103.9528 | 5639 151st Ave NW | Williston | ND | 58801 | Williams | MRO | SWPP | Southwest Power Pool | Natural Gas | Natural Gas Fired Combustion Turbine; Natural Gas Internal Combustion Engine | 15 | 01; 02; 03; 11; 12; 13; 14; 15; 16; 17; 18; 19; 20; 21; 22 | 293.1 | 232.8 | 241.8 | RE | Electric Utility | 115 | C | WAUEPIONEERGUNG1_UNIT_RA; WAUEPIONEERGUNG2_UNIT_RA; WAUEPIONEERGUNG3_UNIT_RA; WAUEPIONEERGUNG11_UNIT_RA; WAUEPIONEERGUNG12_UNIT_RA; WAUEPIONEERGUNG13_UNIT_RA; WAUEPIONEERGUNG14_16_UNIT_RA; WAUEPIONEERGUNG17_19_UNIT_RA; WAUEPIONEERGUNG20_22_UNIT_RA | [10 empty] | 2013
57882 | WECC | Baldock Solar Highway | 15248 | Portland General Electric Co | 45.2694 | -122.7717 | 24300 NE I-5 | Aurora | OR | 97002 | Clackamas | WECC | PGE | Portland General Electric Company | Solar | Solar Photovoltaic | 1 | BSH1 | 1.4 | 1.4 | 1.4 | RE | Electric Utility | 13 | I |  |  |  |  | 1.8 | N | [5 empty] | 2012
57883 | WECC | Queen Creek Solar Farm | 57219 | Siete Solar LLC | 33.2675 | -111.6122 | 20214 South 220th Street | Queen Creek | AZ | 85142 | Maricopa | WECC | SRP | Salt River Project | Solar | Solar Photovoltaic | 1 | GEN1 | 19 | 18.6 | 18.6 | NR | IPP Non-CHP | 69 | Q |  |  |  |  | 25.2 | Y | [5 empty] | 2012
57884 | MISO | Lake Charles Polymers | 5065 | Equistar Chemicals LP | 30.1966 | -93.322 | 4101 Highway 108 S | Westlake | LA | 70669 | Calcasieu | SERC | MISO | Midcontinent Independent Transmission System Operator, Inc.. | Natural Gas | Natural Gas Fired Combustion Turbine; Natural Gas Internal Combustion Engine | 3 | G-900; G-901; G-902 | 31.1 | 30.5 | 33 | NR | Industrial Non-CHP | 69 | IND | [11 empty] | 2011
57887 | SPP | Wildcat Wind | 57257 | Wildcat Wind, LLC | 32.9528 | -103.2853 | 2211 Power Plant Lane | Lovington | NM | 88260 | Lea | MRO | SWPP | Southwest Power Pool | Wind | Onshore Wind Turbine | 1 | 1 | 27.3 | 27.3 | 27.3 | NR | IPP Non-CHP | 115 | Q | WFEC_WILDCAT_WIND_FARM | 13 | Suzlon | 295.3 | [7 empty] | 2012
57888 | MISO | Harvest 2 | 57256 | Harvest II Windfarm, LLC | 43.8556 | -83.1669 | 250 N Maxwell Road | Elkton | MI | 48731 | Huron | RFC | MISO | Midcontinent Independent Transmission System Operator, Inc.. | Wind | Onshore Wind Turbine | 1 | 1 | 59.4 | 59.4 | 59.4 | NR | IPP Non-CHP | 120 | Q | DECO.EXGNHW2 | 33 | Vestas | 311.7 | [7 empty] | 2012
57890 | WECC | Horse Butte Wind I, LLC | 40575 | Utah Associated Mun Power Sys | 43.3864 | -111.7264 | 2801 East 14th North | Iona | ID | 83427 | Bonneville | WECC | BPAT | Bonneville Power Administration | Wind | Onshore Wind Turbine | 1 | 1 | 57.6 | 57.6 | 57.6 | RE | Electric Utility | 115 | P |  | 32 | Vestas | 262.4 | [7 empty] | 2012
57891 | WECC | Guernsey Solar Station | 14328 | Pacific Gas & Electric Co. | 36.1639 | -119.6506 | 21024 10 1/2 Ave. | Hanford | CA | 93230 | Kings | WECC | CISO | California Independent System Operator | Solar | Solar Photovoltaic | 1 | 1 | 20 | 20 | 20 | RE | Electric Utility | 12 | I | GUERSEY_7_N001 |  |  |  | 25.5 | Y | [5 empty] | 2013
57892 | WECC | Gates Solar Station | 14328 | Pacific Gas & Electric Co. | 36.1764 | -120.1142 | 17115 W. Gale Ave. | Huron | CA | 93234 | Fresno | WECC | CISO | California Independent System Operator | Solar | Solar Photovoltaic | 1 | 1 | 20 | 20 | 20 | RE | Electric Utility | 12 | I | GATESBK4_7_N002 |  |  |  | 27.7 | [6 empty] | 2013
57893 | PJM | Martinsville LFG Generator | 11770 | City of Martinsville - (VA) | 36.7172 | -79.8453 | 225 Arden Circle | Martinsville | VA | 24112 | Henry | RFC | PJM | PJM Interconnection, LLC | Natural Gas | Natural Gas Internal Combustion Engine | 1 | LFG1 | 1.1 | 1 | 1 | RE | Electric Utility | 12.47 | M | [11 empty] | 2012
57895 | WECC | Improvement Dst No. 4 | 57262 | Kern County Water Agency | 35.4028 | -119.0386 | 811 Nadine Lane | Bakersfield | CA | 93308 | Kern | WECC | CISO | California Independent System Operator | Solar | Solar Photovoltaic | 1 | ID4 | 1.1 | 1.1 | 1.1 | NR | Commercial Non-CHP | 4.16 | S |  |  |  |  | 1.2 | N | [5 empty] | 2009
57897 | PJM | Richmond Energy | 57259 | Richmond Energy LLC | 37.5058 | -77.3739 | 1700 Darby Town Road | Henrico | VA | 23231 | Henrico | SERC | PJM | PJM Interconnection, LLC | Other | Landfill Gas | 4 | UNT1; UNT2; UNT3; UNT4 | 6.4 | 6.4 | 6.4 | NR | IPP Non-CHP | 34.5 | Q | [11 empty] | 2012
57899 | WECC | Hurricane City Power | 9128 | Hurricane City Power | 37.1856 | -113.2975 | 526 West 600 North | Hurricane | UT | 84737 | Washington | WECC | PACE | PacifiCorp - East | Mixed | Petroleum Liquids; Natural Gas Internal Combustion Engine | 8 | 1; 2; 3; 4; 5; 6; 7; 8 | 15.1 | 14.3 | 14.3 | RE | Electric Utility | 7.2 | M | Mona | [10 empty] | 1999
57901 | WECC | El Segundo Energy Center LLC | 63227 | NRG Energy Services LLC | 33.9106 | -118.425 | 301 Vista Del Mar Blvd | El Segundo | CA | 90245 | Los Angeles | WECC | CISO | California Independent System Operator | Natural Gas | Natural Gas Fired Combined Cycle | 4 | 5; 6; 7; 8 | 537.4 | 510 | 510 | NR | IPP Non-CHP | 230 | Q | [11 empty] | 2013
57902 | WECC | Fighting Creek LFGTE Plant | 66830 | Kootenai Renewable Energy LLC | 47.5317 | -116.93 | 22089 South HWY 95 | Coeur d'Alene | ID | 83814 | Kootenai | WECC | AVA | Avista Corporation | Other | Landfill Gas | 2 | G-123; G-162 | 3.2 | 3.2 | 3.2 | RE | Electric Utility | 24.9 | Q | [11 empty] | 2012
57903 | MISO | SMMPA Methane Energy Facility | 40580 | Southern Minnesota Mun P Agny | 45.8478 | -93.3542 | 1756 180th Ave | Mora | MN | 55051 | Kanabec | MRO | MISO | Midcontinent Independent Transmission System Operator, Inc.. | Other | Landfill Gas | 1 | UNIT1 | 1.6 | 1.5 | 1.5 | RE | Electric Utility | 12.47 | P | [11 empty] | 2012
57904 | WECC | San Antonio West Solar Rooftop | 57273 | SS San Antonio West LLC | 33.9656 | -117.6591 | 15710 San Antonio | Chino | CA | 91708 | Riverside | WECC | CISO | California Independent System Operator | Solar | Solar Photovoltaic | 1 | CHNO | 1.5 | 1.5 | 1.5 | NR | IPP Non-CHP | 480 | Q |  |  |  |  | 1.9 | N | [5 empty] | 2012
57908 | PJM | Central Utility Plant Cincinnati | 57281 | University of Cincinnati | 39.1345 | -84.5094 | 3000 Glendora Avenue | Cincinnati | OH | 45221 | Hamilton | RFC | PJM | PJM Interconnection, LLC | Mixed | Natural Gas Fired Combined Cycle; Petroleum Liquids | 4 | CTG1; CTG2; P005; STG | 47.2 | 48.4 | 48.4 | NR | Commercial CHP | 138 | COM | DEOK | [10 empty] | 2004
57910 | SPP | Centennial Generating Station | 12894 | City of Moorhead - (MN) | 46.8661 | -96.7464 | 717 SE Main Avenue | Moorhead | MN | 56560 | Clay | MRO | SWPP | Southwest Power Pool | Petroleum | Petroleum Liquids | 5 | 1; 2; 3; 4; 5 | 11.5 | 10 | 10 | RE | Electric Utility | 115 | M | [11 empty] | 2011
57911 | WECC | Roseburg LFG | 57285 | Roseburg LFG Energy LLC | 43.1861 | -123.3803 | 384 McClain West Avenue | Roseburg | OR | 97470 | Douglas | WECC | PACW | PacifiCorp - West | Other | Landfill Gas | 1 | 1 | 1.6 | 1.6 | 1.6 | NR | IPP Non-CHP | 20.8 | Q | [11 empty] | 2011
57912 | PJM | Grand Ridge Solar Farm | 49893 | Invenergy Services LLC | 41.1434 | -88.7583 | 1450 E. 21st Road | Marseilles | IL | 61634 | LaSalle | RFC | PJM | PJM Interconnection, LLC | Solar | Solar Photovoltaic | 1 | 1 | 20 | 20 | 20 | NR | IPP Non-CHP | 34.5 | Q | 33092371 comed |  |  |  | 22.8 | [6 empty] | 2012
57913 | WECC | Tule Wind LLC | 15399 | Avangrid Power LLC | 32.6639 | -116.2897 | 3352 McCaln Valley Rd | Boulevard | CA | 91905 | San Diego | WECC | CISO | California Independent System Operator | Wind | Onshore Wind Turbine | 1 | 1 | 143 | 143 | 143 | NR | IPP Non-CHP | 138 | Q |  | 57 | GE | 262 | [7 empty] | 2017
57915 | WECC | Genesis Alkali | 61167 | Genesis Alkali, LLC | 41.6217 | -109.8119 | 580 Westvaco Road | Green River | WY | 82935 | Sweetwater | WECC | PACE | PacifiCorp - East | Coal | Conventional Steam Coal | 6 | 1; 2; 3; 4; 5; 6 | 41 | 41 | 41 | NR | Industrial CHP | 34.5 | IND | [11 empty] | 1953
57916 | WECC | Spreckels Sugar Company | 57299 | Spreckels Sugar Company | 32.9111 | -115.5681 | 395 W Keystone Road | Brawley | CA | 92227 | Imperial | WECC | IID | Imperial Irrigation District | Natural Gas | Natural Gas Steam Turbine | 1 | 1 | 8.9 | 8.9 | 8.9 | NR | Industrial CHP | 4.16 | IND | [11 empty] | 1948
57928 | MISO | SIUC | 57306 | Southern Illinois University Carbondale | 37.7119 | -89.215 | 210 Physical Plant Drive | Carbondale | IL | 62901 | Jackson | SERC | MISO | Midcontinent Independent Transmission System Operator, Inc.. | Mixed | Petroleum Liquids; Conventional Steam Coal | 2 | EMER; GEN5 | 5.1 | 4.4 | 4.4 | NR | Commercial CHP | 34.5 | S | [11 empty] | 1998
57929 | PJM | East Campus Utility Plant | 57281 | University of Cincinnati | 39.1379 | -84.5049 | 3220 Eden Avenue | Cincinnati | OH | 45267 | Hamilton | RFC | PJM | PJM Interconnection, LLC | Petroleum | Petroleum Liquids | 3 | P007; P008; P058 | 6 | 5.7 | 5.7 | NR | Commercial Non-CHP | 138 | COM | DEOK | [10 empty] | 2006
57930 | WECC | FRB Solar Farm | 61055 | FRB Solar LLC | 32.1081 | -110.8247 | 9070 South Rita Road | Tucson | AZ | 85747 | Pima | WECC | TEPC | Tucson Electric Power Company | Solar | Solar Photovoltaic | 1 | UAST | 1.9 | 1.9 | 1.9 | NR | IPP Non-CHP | 13.8 | Q |  |  |  |  | 2 | [6 empty] | 2011
57933 | WECC | Solar Star California II LLC | 58101 | Solar Star California II LLC | 38.5164 | -121.4753 | 6200 Franklin Boulevard | Sacramento | CA | 95824 | Sacramento | WECC | BANC | Balancing Authority of Northern California | Solar | Solar Photovoltaic | 1 | 1 | 2 | 2 | 2 | NR | IPP Non-CHP | 21 | Q | CALISO |  |  |  | 2.3 | Y | [5 empty] | 2012
57937 | SPP | Western Sugar Coop - Scottsbluff | 57315 | Western Sugar Cooperative | 41.8589 | -103.6344 | 2100 East Overland Drive | Scottsbluff | NE | 69361 | Scotts Bluff | MRO | SWPP | Southwest Power Pool | Natural Gas | Natural Gas Steam Turbine | 1 | SCB-2 | 7.1 | 5.6 | 5.6 | NR | Industrial CHP | 5.75 | IND | [11 empty] | 2023
57938 | MISO | ADA Carbon Solutions Red River | 57314 | ADA Carbon Solutions (Red River), LLC | 32.0039 | -93.3911 | 201 Red River Mine Road | Coushatta | LA | 71019 | Red River | SERC | MISO | Midcontinent Independent Transmission System Operator, Inc.. | Other | All Other | 1 | GEN1 | 20.8 | 20.5 | 20.8 | NR | Industrial CHP | 138 | IND | [11 empty] | 2011
57943 | SPP | Lonesome Creek Station | 1307 | Basin Electric Power Coop | 47.7967 | -103.5786 | 2648 140th Ave NW | Alexander | ND | 58831 | McKenzie | MRO | SWPP | Southwest Power Pool | Natural Gas | Natural Gas Fired Combustion Turbine | 6 | 01; 02; 03; 04; 05; 06 | 363 | 240 | 270 | RE | Electric Utility | 115 | C | WAUELONESMCKUNG1_UNIT_RA; WAUELONESMCKUNG2_UNIT_RA; WAUELONESMCKUNG3_UNIT_RA; WAUELONESMCKUNG4_UNIT_RA; WAUELONESMCKUNG5_UNIT_RA; WAUELONESMCKUNG6_UNIT_RA | [10 empty] | 2013
57946 | SPP | Fredericktown Energy Center | 12670 | Missouri Jnt Muni.Pwr Elec. Ut. Comm. | 37.5717 | -90.3173 | 47 Wulfurt Drive | Fredericktown | MO | 63465 | Madison | SERC | SWPP | Southwest Power Pool | Natural Gas | Natural Gas Fired Combustion Turbine | 2 | UNIT1; UNIT2 | 27.6 | 24 | 27.6 | NR | IPP Non-CHP | 34.5 | P | MO.AM.FRED1.MP; MO.AM.FRED2.MP | [10 empty] | 2015
57947 | WECC | Macho Springs Power I | 59365 | Capital Power Corporation | 32.5543 | -107.5093 | 16730 Hatch Highway NE | Deming | NM | 88030 | Luna | WECC | EPE | El Paso Electric Company | Wind | Onshore Wind Turbine | 1 | GEN | 50.4 | 50.4 | 50.4 | NR | IPP Non-CHP | 345 | Q |  | 28 | Vestas | 262.4 | [7 empty] | 2011
57948 | PJM | NJ Oak Solar Plant | 56990 | NJR Clean Energy Ventures Corporation | 39.3806 | -75.1883 | 616 Elmer Road | Bridgetown | NJ | 8320 | Cumberland | RFC | PJM | PJM Interconnection, LLC | Solar | Solar Photovoltaic | 1 | OAK | 10 | 10 | 10 | NR | IPP Non-CHP | 12.47 | Q |  |  |  |  | 12.5 | [6 empty] | 2011
57949 | MISO | MSC Sebewaing | 57324 | Michigan Sugar Company | 43.7411 | -83.4472 | 947 Pine Street | Sebewaing | MI | 48759 | Huron | RFC | MISO | Midcontinent Independent Transmission System Operator, Inc.. | Coal | Conventional Steam Coal | 2 | 1; 2 | 2.5 | 0 | 2.3 | NR | Industrial CHP | 4.2 | IND | generator can not deliver power to the grid | [10 empty] | 1979
57950 | MISO | MSC Croswell | 57324 | Michigan Sugar Company | 43.2664 | -82.6192 | 159 Howard | Croswell | MI | 48422 | Sanilac | RFC | MISO | Midcontinent Independent Transmission System Operator, Inc.. | Natural Gas | Natural Gas Steam Turbine | 1 | 1 | 1.3 | 0 | 1.2 | NR | Industrial CHP | 8.3 | IND | generator can not deliver power to the grid | [10 empty] | 1948
57951 | PJM | Shore Point Solar | 57328 | Shore Point Solar LLC | 40.245 | -74.2433 | 100 Shore Point Drive | Freehold | NJ | 7728 | Monmouth | RFC | PJM | PJM Interconnection, LLC | Solar | Solar Photovoltaic | 1 | 1 | 1 | 1 | 1 | NR | IPP Non-CHP | 7.2 | Q |  |  |  |  | 1.2 | [6 empty] | 2011
57953 | MISO | Roquette America | 57332 | Roquette America | 40.3892 | -91.3942 | 1417 Exchange Street | Keokuk | IA | 52632 | Lee | MRO | MISO | Midcontinent Independent Transmission System Operator, Inc.. | Mixed | Natural Gas Fired Combined Cycle; Petroleum Coke | 3 | GT; HRSG; ST | 84.4 | 80 | 82 | NR | Industrial CHP | 69 | IND | altw.roquette1 | [10 empty] | 2004
57956 | SPP | Minco Wind II, LLC | 56925 | FPLE Wind, LLC | 35.3253 | -98.0714 | 491 County Road 1180 | Minco | OK | 73059 | Grady | MRO | SWPP | Southwest Power Pool | Wind | Onshore Wind Turbine | 1 | 1 | 100.8 | 100.8 | 100.8 | NR | IPP Non-CHP | 345 | Q |  | 63 | GE | 265 | [7 empty] | 2011
57959 | WECC | Desert Green Solar Farm LLC | 49893 | Invenergy Services LLC | 33.2706 | -116.3481 | 40730 Old Highway 80 | Boulevard | CA | 91905 | San Diego | WECC | CISO | California Independent System Operator | Solar | Solar Photovoltaic | 1 | 1 | 6.3 | 6.3 | 6.3 | NR | IPP Non-CHP | 69 | Q | BREGGO_6_DEGRSL |  |  |  | 8.9 | [6 empty] | 2014
57962 | WECC | Brookfield Tehachapi 1 | 60081 | Coram California Development, L.P. | 35.0083 | -118.2414 | 15509 70th St. | Mojave | CA | 93501 | Kern | WECC | CISO | California Independent System Operator | Wind | Onshore Wind Turbine | 1 | BT1 | 102 | 102 | 102 | NR | IPP Non-CHP | 60 | Q |  | 34 | Vestas | 278 | [7 empty] | 2012
57963 | WECC | Musselshell Wind Project | 57333 | Musselshell Wind Project LLC | 46.2753 | -109.4828 | 400 Mudcreek Rd. | Shawmut | MT | 59078 | Wheatland | WECC | NWMT | NorthWestern Energy (NWMT) | Wind | Onshore Wind Turbine | 1 | MS01 | 10 | 10 | 10 | NR | IPP Non-CHP | 115 | I |  | 7 | Goldwind | 246 | [7 empty] | 2012
57964 | PJM | Shady Oaks Wind Farm | 59050 | Algonquin Power Co | 41.6669 | -89.0597 | 314 Chapman St | Compton | IL | 61318 | Lee | MRO | PJM | PJM Interconnection, LLC | Wind | Onshore Wind Turbine | 1 | 1 | 109.5 | 109.5 | 109.5 | NR | IPP Non-CHP | 138 | Q |  | 71 | Goldwind | 328.1 | [7 empty] | 2012
57965 | WECC | Musselshell Wind Project Two LLC | 57338 | Musselshell Wind Project Two LLC | 46.2753 | -109.4828 | 400 Mudcreek Road | Shawmut | MT | 59078 | Wheatland | WECC | NWMT | NorthWestern Energy (NWMT) | Wind | Onshore Wind Turbine | 1 | MS02 | 10 | 10 | 10 | NR | IPP Non-CHP | 115 | Q |  | 7 | Goldwind | 246 | [7 empty] | 2012
57966 | MISO | Southeast Steam Plant | 57341 | University of Minnesota Central Utilities | 44.9808 | -93.2497 | 600 Main Street SE | Minneapolis | MN | 55414 | Hennepin | MRO | MISO | Midcontinent Independent Transmission System Operator, Inc.. | Natural Gas | Natural Gas Steam Turbine | 1 | SSP | 13 | 2 | 10 | NR | Commercial CHP | 13.8 | IND | [11 empty] | 1998
57968 | MISO | Cashton Greens Wind Farm | 57340 | Cashton Greens Wind Farm LLC | 43.7339 | -90.805 | 500 Organic Drive | Cashton | WI | 54619 | Monroe | MRO | MISO | Midcontinent Independent Transmission System Operator, Inc.. | Wind | Onshore Wind Turbine | 1 | CGWF | 5 | 4.8 | 4.8 | NR | IPP Non-CHP | 4.16 | Q | DPC.DPC | 2 | Clipper | 328 | [7 empty] | 2012
57969 | WECC | Darrington | 57344 | Hampton Lumber Mills - Washington Inc | 48.2697 | -121.6 | 46921 Sauk Prairie Rd | Darrington | WA | 98241 | Snohomish | WECC | BPAT | Bonneville Power Administration | Other | Wood/Wood Waste Biomass | 1 | GEN1 | 4.5 | 4.5 | 4.5 | NR | Industrial CHP | 12.4 | Q | [11 empty] | 2007
57970 | WECC | Butte College Main Campus Solar | 57345 | Butte-Glenn Community College District | 39.6481 | -121.6442 | 3536 Butte Campus Drive | Oroville | CA | 95965 | Butte | WECC | CISO | California Independent System Operator | Solar | Solar Photovoltaic | 1 | SOL1 | 3.5 | 3.6 | 3.5 | NR | Commercial Non-CHP | 0.48 | S |  |  |  |  | 5 | [6 empty] | 2011
57971 | WECC | SF Southeast Cogen Plant | 16612 | City & County of San Francisco | 37.7397 | -122.3925 | 1701 Jerrold Street | San Francisco | CA | 94124 | San Francisco | WECC | CISO | California Independent System Operator | Other | Other Waste Biomass | 1 | COGEN | 2.1 | 1.5 | 1.5 | RE | Commercial CHP | 12.47 | M | DLAP_PGAE-APND | [10 empty] | 2002 | 2027
57973 | SPP | Spinning Spur Wind LLC | 57170 | EDF Renewable Asset Holdings, Inc. | 35.2375 | -102.2031 | 111 County Road F | Vegas | TX | 79092 | Oldham | MRO | SWPP | Southwest Power Pool | Wind | Onshore Wind Turbine | 1 | GEN1 | 161 | 161 | 161 | NR | IPP Non-CHP | 345 | Q |  | 70 | Siemens | 262.4 | [7 empty] | 2012
57975 | SPP | Spearville 3 LLC | 57170 | EDF Renewable Asset Holdings, Inc. | 37.8511 | -99.8381 | 12350 Eagle Rd | Spearville | KS | 67876 | Ford | MRO | SWPP | Southwest Power Pool | Wind | Onshore Wind Turbine | 1 | GEN1 | 108 | 108 | 108 | NR | IPP Non-CHP | 230 | Q |  | 63 | GE | 262.4 | [7 empty] | 2012
57976 | MISO | Pocahontas Prairie Wind Farm | 12341 | MidAmerican Energy Co | 42.5681 | -94.6581 | 63425 230th Avenue | Pomeroy | IA | 50575 | Pocahontas | MRO | MISO | Midcontinent Independent Transmission System Operator, Inc.. | Wind | Onshore Wind Turbine | 1 | 1 | 80 | 80 | 80 | RE | Electric Utility | 345 | I |  | 40 | Gamesa | 328 | [7 empty] | 2012
57977 | WECC | High Sierra Cogeneration Plant | 57353 | Plumas Sierra Rural Electric Coop | 40.4128 | -120.4774 | 711-045 Center Road | Susanville | CA | 96130 | Lassen | WECC | CISO | California Independent System Operator | Natural Gas | Natural Gas Internal Combustion Engine | 2 | ENG1; ENG2 | 6.2 | 5.6 | 6 | RE | Electric Utility | 69 | C | [11 empty] | 2010
57978 | WECC | Lodi Energy Center | 40613 | Northern California Power Agny | 38.0881 | -121.3875 | 12751 North Thornton Road | Lodi | CA | 95242 | San Joaquin | WECC | CISO | California Independent System Operator | Natural Gas | Natural Gas Fired Combined Cycle | 2 | CT1; ST1 | 288.9 | 273 | 286 | RE | Electric Utility | 230 | P | [11 empty] | 2012
57980 | WECC | Busch Ranch Wind Energy | 56146 | Black Hills Colorado Electric, LLC | 37.8011 | -104.4919 | 1655 CR 125 | Walsenburg | CO | 81089 | Huerfano | WECC | PSCO | Public Service Company of Colorado | Wind | Onshore Wind Turbine | 1 | WTG | 29 | 29 | 29 | RE | Electric Utility | 115 | I |  | 16 | Vestas | 263 | [7 empty] | 2012
57982 | WECC | Meridian Vineyards | 65432 | CVI CleanCapital Solar 1 LLC | 35.6703 | -120.5669 | 7000 E Highway 46 | Paso Robles | CA | 93446 | San Luis Obispo | WECC | CISO | California Independent System Operator | Solar | Solar Photovoltaic | 2 | PV-1; PV-2 | 1.1 | 1.1 | 1.1 | NR | IPP Non-CHP | 0.48 | Q |  |  |  |  | 1.3 | [6 empty] | 2010
57984 | MISO | Lake Winds Energy Park | 4254 | Consumers Energy Co - (MI) | 43.8719 | -86.3347 | 4400-5140 S Stiles Rd | Ludington | MI | 49431 | Mason | RFC | MISO | Midcontinent Independent Transmission System Operator, Inc.. | Wind | Onshore Wind Turbine | 1 | LWEP | 100.8 | 100.8 | 100.8 | RE | Electric Utility | 138 | I |  | 56 | Vestas | 311 | [7 empty] | 2012
57985 | WECC | SunE EPE2 LLC | 57361 | SunE EPE2, LLC | 32.2517 | -106.9133 | 1020 Crawford Boulevard | Las Cruces | NM | 88007 | Dona Ana | WECC | EPE | El Paso Electric Company | Solar | Solar Photovoltaic | 1 | 1 | 12 | 13.6 | 13.6 | NR | IPP Non-CHP | 24 | Q |  |  |  |  | 16.9 | Y | [5 empty] | 2012
57986 | WECC | SunE EPE1 LLC | 57360 | SunE EPE1 LLC | 32.0344 | -106.341 | 1122 Luna Drive | Chaparral | NM | 88081 | Dona Ana | WECC | EPE | El Paso Electric Company | Solar | Solar Photovoltaic | 1 | 1 | 10 | 10 | 10 | NR | IPP Non-CHP | 13 | Q |  |  |  |  | 11.2 | N | [5 empty] | 2012
57987 | SPP | Canadian Hills Wind | 57363 | Canadian Hills Wind LLC | 35.6297 | -98.0247 | 14730 Calumet Road NW | El Rino | OK | 73014 | Canadian | MRO | SWPP | Southwest Power Pool | Wind | Onshore Wind Turbine | 1 | 1 | 293.7 | 293.7 | 293.7 | NR | IPP Non-CHP | 345 | Q |  | 133 | REpower | 273 | [7 empty] | 2012
57988 | WECC | Lincoln Landfill | 57362 | Energy 2001 Inc | 38.8381 | -121.3419 | 3155 Athens Ave | Lincoln | CA | 95648 | Placer | WECC | CISO | California Independent System Operator | Other | Landfill Gas | 6 | GEN 5; GEN 6; GEN1; GEN2; GEN3; GEN4 | 4.8 | 4.8 | 4.8 | NR | IPP Non-CHP | 12 | Q | [11 empty] | 2004
57991 | PJM | Highland North Wind Farm | 66972 | Exus Pennsylvania Wind Holdings | 40.3196 | -78.6806 | 225 Substation Road | Sidman | PA | 15955 | Cambria | RFC | PJM | PJM Interconnection, LLC | Wind | Onshore Wind Turbine | 1 | 1 | 75 | 75 | 75 | NR | IPP Non-CHP | 115 | Q |  | 30 | Nordex | 328.1 | [7 empty] | 2012
57993 | WECC | Desert Sunlight 300, LLC | 58289 | NextEra Energy Desert Sunlight 300, LLC | 33.8231 | -115.3939 | 44810 Kaiser Rd | Desert Center | CA | 92239 | Riverside | WECC | CISO | California Independent System Operator | Solar | Solar Photovoltaic | 11 | DSL1; DSL10; DSL11; DSL2; DSL3; DSL4; DSL5; DSL6; DSL7; DSL8; DSL9 | 313.7 | 313.7 | 313.7 | NR | IPP Non-CHP | 230 | Q |  |  |  |  | 399 | [6 empty] | 2013
57995 | WECC | NaturEner Rim Rock Energy | 57370 | NaturEner Rim Rock Energy LLC | 48.8203 | -112.1033 | 669 Rim Road | Kevin | MT | 59454 | Toole | WECC | WWA | NaturEner Wind Watch, LLC | Wind | Onshore Wind Turbine | 1 | RR | 189 | 184.6 | 184.6 | NR | IPP Non-CHP | 230 | Q |  | 126 | Acciona | 262 | [7 empty] | 2012
57997 | WECC | Foothills Solar Plant Hybrid | 803 | Arizona Public Service Co | 32.6486 | -114.4287 | Ave 12E and 13th Street | Yuma | AZ | 85367 | Yuma | WECC | AZPS | Arizona Public Service Company | Mixed | Batteries; Solar Photovoltaic | 3 | FH38M; PV1; PV2 | 73 | 73 | 73 | RE | Electric Utility | 69 | I |  |  |  |  | 52 | Y |  | 105 | 35 | 35 | LIB | 2013
57998 | PJM | Twin Ridges Wind Farm | 66972 | Exus Pennsylvania Wind Holdings | 39.7606 | -78.8747 | 114 Mountain Run Farm Lane | Meyersdale | PA | 15552 | Somerset | RFC | PJM | PJM Interconnection, LLC | Wind | Onshore Wind Turbine | 1 | 1 | 139.4 | 139.4 | 139.4 | NR | IPP Non-CHP | 138 | Q |  | 68 | Vestas | 344.5 | [7 empty] | 2012
57999 | PJM | Patton Wind Farm | 66972 | Exus Pennsylvania Wind Holdings | 40.6307 | -78.6961 | 124 Weber Road | Patton | PA | 16668 | Cambria | RFC | PJM | PJM Interconnection, LLC | Wind | Onshore Wind Turbine | 1 | 1 | 30 | 30 | 30 | NR | IPP Non-CHP | 46 | Q |  | 15 | Gamesa | 295.3 | [7 empty] | 2012
58002 | WECC | Alpaugh North | 56769 | Consolidated Edison Development Inc. | 35.9025 | -119.4428 | 5604 Avenue 56 | Alpaugh | CA | 93201 | Tulare | WECC | CISO | California Independent System Operator | Solar | Solar Photovoltaic | 1 | SPS | 20 | 20 | 20 | NR | IPP Non-CHP | 115 | Q |  |  |  |  | 26 | Y | [5 empty] | 2012
58003 | WECC | Alpaugh 50 | 56769 | Consolidated Edison Development Inc. | 35.8983 | -119.4353 | 5604 Avenue 56 | Alpaugh | CA | 93201 | Tulare | WECC | CISO | California Independent System Operator | Solar | Solar Photovoltaic | 1 | SPS50 | 50 | 50 | 50 | NR | IPP Non-CHP | 115 | Q |  |  |  |  | 66 | Y | [5 empty] | 2012
58006 | WECC | Salt Palace Solar Gen Plant | 57383 | Wasatch View Solar LLC | 40.7672 | -111.895 | 100 South West Temple | Salt Lake City | UT | 84101 | Salt Lake | WECC | PACE | PacifiCorp - East | Solar | Solar Photovoltaic | 2 | 1; 2 | 1.3 | 1.3 | 1.3 | NR | IPP Non-CHP | 480 | Q |  |  |  |  | 1.6 | [6 empty] | 2012
58007 | WECC | Brea Expansion Plant | 57384 | Brea Power II | 33.932 | -117.8402 | 1942 Valencia Ave | Brea | CA | 92821 | Orange | WECC | CISO | California Independent System Operator | Other | Landfill Gas | 5 | G1; G2; G3; G4; G5 | 35.7 | 37.2 | 37.2 | NR | IPP Non-CHP | 66 | Q | OLINDA_6_N009 | [10 empty] | 2012
58008 | MISO | California Ridge Wind Energy LLC | 59139 | SunEdison LLC | 40.2117 | -87.8783 | 3429 East CR 2350 North Road | Fithian | IL | 61844 | Vermilion | SERC | MISO | Midcontinent Independent Transmission System Operator, Inc.. | Wind | Onshore Wind Turbine | 1 | CR | 217 | 200 | 200 | NR | IPP Non-CHP | 138 | Q | AMIL.CALRDIGE | 134 | GE | 328.1 | [7 empty] | 2012
58010 | WECC | WSMR I | 57390 | Siemens Government Technologies Inc | 32.3958 | -106.4772 | 102 Headquarters Drive | White Sands Missile | NM | 88002 | Dona Ana | WECC | EPE | El Paso Electric Company | Solar | Solar Photovoltaic | 2 | WSMR1; WSMR2 | 4.1 | 4.5 | 4.5 | NR | IPP Non-CHP | 12.47 | I |  |  |  |  | 4.5 | Y | [5 empty] | 2012
58014 | PJM | IKEA Perryville 460 | 57389 | IKEA Property Inc | 39.5608 | -76.0553 | 100 IKEA Way | Perryville | MD | 21903 | Cecil | RFC | PJM | PJM Interconnection, LLC | Solar | Solar Photovoltaic | 1 | PV | 2.1 | 2 | 2 | NR | Commercial Non-CHP | 0.48 | COM |  |  |  |  | 2.6 | [6 empty] | 2013
58015 | PJM | IKEA College Park 411 | 57389 | IKEA Property Inc | 39.021 | -76.926 | 10100 Baltimore Ave. | College Park | MD | 20740 | Prince Georges | RFC | PJM | PJM Interconnection, LLC | Solar | Solar Photovoltaic | 2 | IKEA; PV | 2 | 2 | 2 | NR | Commercial Non-CHP | 0.48 | COM |  |  |  |  | 2.4 | [6 empty] | 2012
58017 | WECC | Copper Mountain Solar 2 | 56769 | Consolidated Edison Development Inc. | 35.7864 | -114.9628 | 585 Eldorado Valley Drive | Boulder City | NV | 89005 | Clark | WECC | CISO | California Independent System Operator | Solar | Solar Photovoltaic | 5 | PV01; PV02; PV03; PV04; PV05 | 154 | 154 | 154 | NR | IPP Non-CHP | 230 | Q |  |  |  |  | 187.6 | [6 empty] | 2012
58018 | SPP | Shooting Star | 57395 | Shooting Star Power Partners, LLC | 37.5189 | -99.4464 | 10252 10th Avenue | Mullinville | KS | 67109 | Kiowa | MRO | SWPP | Southwest Power Pool | Wind | Onshore Wind Turbine | 1 | 1 | 104 | 104 | 104 | NR | IPP Non-CHP | 115 | Q | MKECSHOOTSTAR | 65 | GE | 262.5 | [7 empty] | 2012
58019 | WECC | High Mesa | 57396 | High Mesa Energy, LLC | 42.88 | -115.0367 | 5650 S Borax Ave | King Hill | ID | 83332 | Twin Falls | WECC | IPCO | Idaho Power Company | Wind | Onshore Wind Turbine | 1 | 1 | 40 | 39.9 | 39.9 | NR | IPP Non-CHP | 138 | Q |  | 19 | Suzlon | 295.3 | [7 empty] | 2012
58020 | MISO | Beebe 1A | 57397 | Beebe Renewable Energy, LLC | 43.2569 | -84.4997 | 5176 E Pierce Road | Ithaca | MI | 48847 | Gratiot | RFC | MISO | Midcontinent Independent Transmission System Operator, Inc.. | Wind | Onshore Wind Turbine | 1 | 1 | 81.6 | 81.6 | 81.6 | NR | IPP Non-CHP | 345 | Q | CONS.EXGNBB1 | 34 | Nordex | 298.6 | [7 empty] | 2012
58022 | WECC | Neal Hot Springs Geothermal Project | 50147 | US Geothermal Inc. | 44.0231 | -117.4681 | 2801 Bully Creek Road | Vale | OR | 97918 | Malheur | WECC | IPCO | Idaho Power Company | Other | Geothermal | 3 | NHS1; NHS2; NHS3 | 33 | 17.7 | 28.5 | NR | IPP Non-CHP | 69 | Q | [11 empty] | 2012
58024 | SPP | St Joseph Landfill Generating Station | 12698 | Evergy Missouri West | 39.6744 | -94.7761 | 9431 50th Road Southeast | St Joseph | MO | 64507 | Buchanan | MRO | SWPP | Southwest Power Pool | Other | Landfill Gas | 1 | UNIT1 | 1.6 | 1.5 | 1.5 | RE | Electric Utility | 12.47 | I | [11 empty] | 2011
58028 | WECC | IKEA Tejon 345 | 57389 | IKEA Property Inc | 34.9753 | -118.9469 | 4104 Industrial Park Drive | Lebec | CA | 93243 | Kern | WECC | CISO | California Independent System Operator | Solar | Solar Photovoltaic | 1 | PV | 1.5 | 1.5 | 1.5 | NR | Commercial Non-CHP | 0.48 | COM |  |  |  |  | 1.8 | [6 empty] | 2011
58029 | PJM | Constellation New Energy Inc | 57311 | Luminace Solar Federal, LLC | 39.9289 | -74.8181 | 7-12 Reeves Station Road | Medford | NJ | 1040 | Burlington | RFC | PJM | PJM Interconnection, LLC | Solar | Solar Photovoltaic | 1 | PV1 | 3.9 | 3.9 | 3.9 | NR | IPP Non-CHP | 13.8 | Q |  |  |  |  | 5 | [6 empty] | 2011
58030 | PJM | Reeves Station Rd East | 56990 | NJR Clean Energy Ventures Corporation | 39.9283 | -74.8144 | 27 Reeves Station Road | Medford | NJ | 8055 | Burlington | RFC | PJM | PJM Interconnection, LLC | Solar | Solar Photovoltaic | 1 | REEVE | 5.5 | 5.5 | 5.5 | NR | IPP Non-CHP | 13.2 | Q |  |  |  |  | 6.7 | [6 empty] | 2012
58034 | WECC | Nickel 1 Solar Facility | 60281 | Altus Power America Management, LLC | 35.6473 | -119.7165 | 20732 GP Road | Lost Hills | CA | 93249 | Kern | WECC | CISO | California Independent System Operator | Solar | Solar Photovoltaic | 1 | 1 | 1.5 | 1.5 | 1.5 | NR | IPP Non-CHP | 21 | Q |  |  |  |  | 1.8 | [6 empty] | 2012
58036 | PJM | Riverside Renewable Energy LLC | 57407 | Riverside Renewable Energy | 39.9031 | -75.1258 | 101 S King Street | Gloucester City | NJ | 8003 | Camden | RFC | PJM | PJM Interconnection, LLC | Solar | Solar Photovoltaic | 1 | 1 | 7.5 | 7.5 | 6 | NR | IPP Non-CHP | 23.3 | COM |  |  |  |  | 9 | [6 empty] | 2011
58037 | WECC | Buckeye Union HS District 201 | 57408 | Luminace Solar Arizona, LLC | 33.4192 | -112.5761 | 3000 South Apache Road | Buckeye | AZ | 85326 | Maricopa | WECC | AZPS | Arizona Public Service Company | Solar | Solar Photovoltaic | 1 | PV1 | 3.3 | 3.3 | 3.3 | NR | IPP Non-CHP | 0.48 | Q |  |  |  |  | 4.3 | [6 empty] | 2011
58038 | MISO | Buffalo Center Wind LLC | 57409 | Buffalo Center Wind LLC | 43.3858 | -92.7594 | 2370 430th Street | Little Cedar | IA | 50454 | Mitchell | MRO | MISO | Midcontinent Independent Transmission System Operator, Inc.. | Wind | Onshore Wind Turbine | 1 | BCW | 1.5 | 1.5 | 1.5 | NR | IPP Non-CHP | 12.75 | Q |  | 1 | Goldwind | 278 | [7 empty] | 2011
58039 | WECC | Axium Modesto Solar | 60898 | Axium US Solar Holdings LLC | 37.7342 | -120.9956 | 6800 McHenry Avenue | Modesto | CA | 95356 | Stanislaus | WECC | CISO | California Independent System Operator | Solar | Solar Photovoltaic | 1 | 1 | 25 | 25 | 25 | NR | IPP Non-CHP | 69 | Q |  |  |  |  | 31.3 | Y | [5 empty] | 2012
58040 | PJM | United Stationers Supply Solar Electric | 63068 | CVI CleanCapital Solar 4 LLC | 40.3206 | -74.5017 | 100 Liberty Way | Cranbury | NJ | 8512 | Middlesex | RFC | PJM | PJM Interconnection, LLC | Solar | Solar Photovoltaic | 2 | SEF-A; SEF-B | 2.8 | 2.8 | 2.8 | NR | Commercial Non-CHP | 13 | Q |  |  |  |  | 3.3 | [6 empty] | 2011
58041 | SPP | Chisholm View Wind Project | 57412 | Chisholm View Wind Project | 36.5747 | -97.6736 | 15930 N 150th Street | Hunter | OK | 74640 | Garfield | MRO | SWPP | Southwest Power Pool | Wind | Onshore Wind Turbine | 2 | 1; 2 | 300 | 300 | 300 | NR | IPP Non-CHP | 345.5 | Q |  | 167 | GE | 328 | [7 empty] | 2012
58042 | WECC | Black Mountain Solar LLC | 65411 | Duke Energy Renewables Services | 35.0227 | -114.1627 | 7025 S Yuma Road | Golden Valley | AZ | 86413 | Mohave | WECC | AZPS | Arizona Public Service Company | Solar | Solar Photovoltaic | 1 | 1 | 9 | 9 | 9 | NR | IPP Non-CHP | 20.5 | Q |  |  |  |  | 10 | Y | [5 empty] | 2012
58043 | MISO | Lilly Technical Center | 57414 | Eli Lilly and Company | 39.7475 | -86.1831 | 1555 S Harding Street | Indianapolis | IN | 46221 | Marion | RFC | MISO | Midcontinent Independent Transmission System Operator, Inc.. | Petroleum | Petroleum Liquids | 4 | 1; 2; 3; 4 | 6 | 6 | 6 | NR | Industrial Non-CHP | 138 | IND | [11 empty] | 1998
58044 | MISO | Anchor Wind, LLC | 57416 | Acciona Energy USA Global, LLC | 41.8508 | -91.2342 | 698 160th Street | Mechanicsville | IA | 52306 | Cedar | MRO | MISO | Midcontinent Independent Transmission System Operator, Inc.. | Wind | Onshore Wind Turbine | 1 | GEN1 | 6 | 5.9 | 5.9 | NR | IPP Non-CHP | 69 | Q |  | 2 | Acciona | 328 | [7 empty] | 2012 | 2025
58045 | MISO | Community Wind South | 60025 | Greenbacker Renewable Energy Corporation | 43.7136 | -95.8028 | 18957 Jones Avenue | Rushmore | MN | 56168 | Nobles | MRO | MISO | Midcontinent Independent Transmission System Operator, Inc.. | Wind | Onshore Wind Turbine | 1 | GEN1 | 30 | 30 | 30 | NR | IPP Non-CHP | 161 | Q |  | 15 | REpower | 328 | [7 empty] | 2012
58047 | PJM | PPG Monroeville Chemicals Center | 57423 | PPG Monroeville Chemicals Center | 40.4422 | -79.7311 | 440 College Park Drive | Monroeville | PA | 15146 | Allegheny | RFC | PJM | PJM Interconnection, LLC | Petroleum | Petroleum Liquids | 2 | 2; 3 | 1.1 | 1.1 | 1.1 | NR | Industrial Non-CHP | 23 | IND | [11 empty] | 1998
58049 | PJM | Jordache Enterprises Solar | 57420 | Jordache Enterprises | 40.5557 | -74.4084 | 200 South Helen St. | South Plainfield | NJ | 7080 | Middlesex | NPCC | PJM | PJM Interconnection, LLC | Solar | Solar Photovoltaic | 1 | PV | 1.3 | 1.24 | 0.76 | NR | Commercial Non-CHP | 13.7 | COM |  |  |  |  | 1.6 | [6 empty] | 2011
58051 | PJM | Vitro Architectural Glass (PA) | 57425 | Vitro Architectural Glass (PA) | 40.1264 | -77.1644 | 400 Park Drive | Carlisle | PA | 17015 | Cumberland | RFC | PJM | PJM Interconnection, LLC | Petroleum | Petroleum Liquids | 3 | L121; L2AE; L2BW | 5 | 5 | 5 | NR | Industrial Non-CHP | 13.8 | IND | [11 empty] | 1996
58052 | MISO | Battle Creek Mill | 57427 | RockTenn-Battle Creek Mill | 42.3221 | -85.2043 | 177 Angell St. | Battle Creek | MI | 49037 | Calhoun | RFC | MISO | Midcontinent Independent Transmission System Operator, Inc.. | Natural Gas | Natural Gas Steam Turbine | 1 | 2TG | 2 | 0.8 | 1 | NR | Industrial Non-CHP | 46 | IND | [11 empty] | 1951
58053 | WECC | Vitro Flat Glass LLC | 60608 | Vitro Flat Glass LLC | 36.69 | -119.72 | 3333 South Peach Ave | Fresno | CA | 93725 | Fresno | WECC | CISO | California Independent System Operator | Petroleum | Petroleum Liquids | 3 | IG#2; OG#1; OG#3 | 3.3 | 2.6 | 2.6 | NR | Industrial Non-CHP | 115 | IND | [11 empty] | 1983
58056 | WECC | Irwindale Brew Yard, LLC | 63952 | Irwindale Brew Yard, LLC | 34.1217 | -117.9383 | 15801 First Street | Irwindale | CA | 91706 | Los Angeles | WECC | CISO | California Independent System Operator | Mixed | Other Waste Biomass; Solar Photovoltaic; Natural Gas Fired Combustion Turbine | 4 | JEN1; PV; T100; T200 | 13.4 | 9.6 | 10.8 | NR | Industrial Non-CHP | 66 | IND |  |  |  |  | 3.2 | Y | [5 empty] | 2002 | 2025
58057 | PJM | Molson Coors Shenandoah Brewery | 57436 | Molson Coors Shenandoah Brewery | 38.3569 | -78.6767 | 5135 South Eastside Highway | Elkton | VA | 22812 | Rockingham | SERC | PJM | PJM Interconnection, LLC | Other | Other Waste Biomass | 1 | WWTP | 1.4 | 1.4 | 1.4 | NR | Industrial Non-CHP | 13.8 | IND | [11 empty] | 2012
58062 | WECC | Imperial Valley Solar Company 1 LLC | 9216 | Imperial Irrigation District | 33.2458 | -115.4967 | 440 East Beal Road | Niland | CA | 92257 | Imperial | WECC | IID | Imperial Irrigation District | Solar | Solar Photovoltaic | 1 | 0001 | 23 | 23 | 23 | RE | Electric Utility | 13.2 | P |  |  |  |  | 28.5 | [6 empty] | 2012
58063 | MISO | SABIC Innovative Plastics Mt. Vernon | 57440 | SABIC IP Mt. Vernon, LLC | 37.9103 | -87.9261 | One Lexan Lane | Mount Vernon | IN | 47620 | Posey | RFC | MISO | Midcontinent Independent Transmission System Operator, Inc.. | Natural Gas | Natural Gas Fired Combustion Turbine | 1 | COGN1 | 108 | 78.6 | 98.5 | NR | Industrial CHP | 16.9 | IND | [11 empty] | 2017
58066 | MISO | PCA, Filer City Mill | 57442 | PCA, Filer City Mill | 44.2133 | -86.2867 | 2246 Udell St | Filer City | MI | 49634 | Manistee | RFC | MISO | Midcontinent Independent Transmission System Operator, Inc.. | Natural Gas | Natural Gas Steam Turbine | 2 | TG2; TG3 | 19.5 | 19.5 | 19.5 | NR | Industrial CHP | 138 | IND | [11 empty] | 1950
58070 | PJM | Mercer Mall | 57446 | FRIT Solar Inc | 40.2906 | -74.6819 | US Hwy 1 Mercer Mall | Lawrenceville | NJ | 8648 | Mercer | RFC | PJM | PJM Interconnection, LLC | Solar | Solar Photovoltaic | 1 | 1 | 1.1 | 1.1 | 1.1 | NR | IPP Non-CHP | 13.2 | Q |  |  |  |  | 1.5 | [6 empty] | 2012
58071 | MISO | Windwalkers LLC | 56769 | Consolidated Edison Development Inc. | 43.3847 | -93.2214 | 1483A 430th Street | Kensett | IA | 50448 | Worth | MRO | MISO | Midcontinent Independent Transmission System Operator, Inc.. | Wind | Onshore Wind Turbine | 1 | 1 | 1.6 | 1.6 | 1.6 | NR | IPP Non-CHP | 13.4 | Q |  | 1 | GE | 262.5 | [7 empty] | 2011
58073 | WECC | SEPV 1 | 65432 | CVI CleanCapital Solar 1 LLC | 34.6189 | -117.9394 | 10751 East Ave O | Palmdale | CA | 93550 | Los Angeles | WECC | CISO | California Independent System Operator | Solar | Solar Photovoltaic | 1 | SEPV | 2 | 2 | 2 | NR | IPP Non-CHP | 12 | Q |  |  |  |  | 2.3 | Y | [5 empty] | 2012
58074 | WECC | SEPV 2 | 65432 | CVI CleanCapital Solar 1 LLC | 34.1742 | -116.1528 | 4388 Lear Ave. | Twentynine Palms | CA | 92277 | San Bernardino | WECC | CISO | California Independent System Operator | Solar | Solar Photovoltaic | 1 | SEPV | 2 | 2 | 2 | NR | IPP Non-CHP | 25 | Q |  |  |  |  | 2.2 | Y | [5 empty] | 2012
58075 | SPP | El Dorado Refinery | 57448 | Frontier El Dorado Refinery LLC | 37.7928 | -96.8772 | 1401 S Douglas Rd | El Dorado | KS | 67042 | Butler | MRO | SWPP | Southwest Power Pool | Natural Gas | Natural Gas Fired Combustion Turbine | 1 | L3804 | 38.9 | 32 | 38 | NR | Industrial CHP | 13 | IND | [11 empty] | 1996
58076 | WECC | Edwards Air Force Base | 65164 | CleanCapital Holdings | 34.9077 | -117.9206 | 8 Draco Drive Building 8350, A | Edwards | CA | 93524 | Kern | WECC | CISO | California Independent System Operator | Solar | Solar Photovoltaic | 3 | 1; 2; 3 | 3 | 3 | 3 | NR | IPP Non-CHP | 34.5 | Q |  |  |  |  | 3.33 | Y | [5 empty] | 2011
58078 | SPP | Rocky Ridge Wind Project | 57451 | Rocky Ridge Wind Project LLC | 35.1356 | -99.0031 | 13237 North 2240 Road | Hobart | OK | 73541 | Kiowa | MRO | SWPP | Southwest Power Pool | Wind | Onshore Wind Turbine | 1 | GE 1. | 148.8 | 148.8 | 148.8 | NR | IPP Non-CHP | 138 | Q |  | 93 | GE | 328 | [7 empty] | 2012
58079 | PJM | Newark Energy Center | 66103 | Hartree Partners LP | 40.7072 | -74.1258 | 955 Delancy St. | Newark | NJ | 7105 | Essex | RFC | PJM | PJM Interconnection, LLC | Natural Gas | Natural Gas Fired Combined Cycle | 3 | GT-1; GT-2; STG-1 | 735 | 705 | 743.8 | NR | IPP Non-CHP | 230 | Q | NEWARKEC18KV | [10 empty] | 2015
58081 | WECC | Western Sugar Coop- Ft Morgan | 57315 | Western Sugar Cooperative | 40.263 | -103.8069 | 18317 Highway 144 | Fort Morgan | CO | 80701 | Morgan | WECC | PSCO | Public Service Company of Colorado | Natural Gas | Natural Gas Steam Turbine | 1 | ATB-2 | 3 | 3 | 3 | NR | Industrial CHP | 12.5 | IND | [11 empty] | 1947
58082 | PJM | AMP Napoleon Solar Facility | 40577 | American Mun Power-Ohio, Inc | 41.4067 | -84.1108 | 1645 Commerce Drive | Napoleon | OH | 43545 | Henry | RFC | PJM | PJM Interconnection, LLC | Solar | Solar Photovoltaic | 1 | NSF1 | 3.5 | 3.5 | 3.5 | RE | Electric Utility | 12.47 | M |  |  |  |  | 4.2 | [6 empty] | 2012
58085 | WECC | PRC-Desoto Intl/PPG Aerospace | 57468 | PRC-Desoto Intl Corp./PPG | 34.9897 | -118.1506 | 11601 United Street | Mojave | CA | 93501 | Kern | WECC | CISO | California Independent System Operator | Petroleum | Petroleum Liquids | 2 | CATR1; CATR2 | 1.5 | 1.5 | 1.5 | NR | Industrial Non-CHP | 12 | IND | [11 empty] | 1999
58086 | WECC | Intel Folsom | 57313 | Tesla Inc. | 38.6451 | -121.173 | 1900 Prairie City Road | Folsom | CA | 95630 | Sacramento | WECC | BANC | Balancing Authority of Northern California | Solar | Solar Photovoltaic | 2 | 1; 2 | 1 | 1 | 1 | NR | IPP Non-CHP | 0.48 | Q |  |  |  |  | 1.2 | Y | [5 empty] | 2010
58089 | MISO | Roeder Family Wind Farm LLC | 56769 | Consolidated Edison Development Inc. | 43.2972 | -93.2833 | 3672 Lark Ave | Manly | IA | 50546 | Worth | MRO | MISO | Midcontinent Independent Transmission System Operator, Inc.. | Wind | Onshore Wind Turbine | 1 | 1 | 1.6 | 1.6 | 1.6 | NR | IPP Non-CHP | 13.4 | Q |  | 2 | GE | 262.5 | [7 empty] | 2011
58090 | PJM | Middlesex Apple Orchard Solar | 63068 | CVI CleanCapital Solar 4 LLC | 40.4264 | -74.4922 | 95 Apple Orchard Road | North Brunswick | NJ | 8902 | Middlesex | RFC | PJM | PJM Interconnection, LLC | Solar | Solar Photovoltaic | 2 | SEF-1; SEF-2 | 4.7 | 4.7 | 4.7 | NR | Commercial Non-CHP | 13 | Q |  |  |  |  | 5.7 | [6 empty] | 2013
58091 | PJM | Keystone Solar | 60281 | Altus Power America Management, LLC | 39.8611 | -76.2211 | 979 Deaver Rd. | Quarryville | PA | 17566 | Lancaster | RFC | PJM | PJM Interconnection, LLC | Solar | Solar Photovoltaic | 1 | KSTN | 5 | 5 | 5 | NR | IPP Non-CHP | 12 | Q |  |  |  |  | 6 | [6 empty] | 2012
58093 | PJM | BBB Corporate Headquarters | 67063 | Cushman Wakefield | 40.6972 | -74.305 | 650 Liberty Ave. | Union | NJ | 7083 | Union | RFC | PJM | PJM Interconnection, LLC | Solar | Solar Photovoltaic | 1 | HQNJ | 1 | 1 | 1 | NR | IPP Non-CHP | 13.2 | Q |  |  |  |  | 1.2 | [6 empty] | 2010
58094 | PJM | Christmas Tree Shops DC Burlington NJ | 65869 | Prologis Logistics Services Incorporated | 40.1042 | -74.8128 | 270 Daniels Way | Florence Township | NJ | 8518 | Burlington | RFC | PJM | PJM Interconnection, LLC | Solar | Solar Photovoltaic | 1 | FINJ | 2.1 | 2.1 | 2.1 | NR | IPP Non-CHP | 13.2 | Q |  |  |  |  | 2.5 | [6 empty] | 2011
58095 | PJM | Harmon DC Totowa NJ | 67062 | Taft Associates c/o Wilson Associates | 40.9039 | -74.2478 | 11 Taft Road | Totowa | NJ | 7512 | Passaic | RFC | PJM | PJM Interconnection, LLC | Solar | Solar Photovoltaic | 1 | TONJ | 1.5 | 1.5 | 1.5 | NR | IPP Non-CHP | 13.2 | Q |  |  |  |  | 1.7 | [6 empty] | 2012
58096 | PJM | Bed Bath & Beyond DC Port Reading NJ | 65869 | Prologis Logistics Services Incorporated | 40.5683 | -74.2425 | 1001 Middlesex Avenue | Port Reading | NJ | 7008 | Middlesex | RFC | PJM | PJM Interconnection, LLC | Solar | Solar Photovoltaic | 1 | PTNJ | 1.8 | 1.8 | 1.8 | NR | Commercial Non-CHP | 13.2 | Q |  |  |  |  | 2.1 | [6 empty] | 2011
58098 | WECC | El Cabo Wind | 15399 | Avangrid Power LLC | 34.6511 | -105.4617 | 24314 HWY 60 | Encino | NM | 88321 | Torrance | WECC | PNM | Public Service Company of New Mexico | Wind | Onshore Wind Turbine | 1 | 1 | 298 | 298 | 298 | NR | IPP Non-CHP | 138 | Q |  | 142 | Gamesa | 262 | [7 empty] | 2017
58099 | WECC | Montague Wind Power Facility LLC | 15399 | Avangrid Power LLC | 45.5857 | -120.0904 | 70935 Weatherford Rd | Arlington | OR | 97812 | Gilliam | WECC | AVRN | Avangrid Renewables LLC | Wind | Onshore Wind Turbine | 1 | 1 | 200 | 200 | 200 | NR | IPP Non-CHP | 69 | Q |  | 56 | Vestas | 285 | [7 empty] | 2019
58100 | WECC | Kern Oil & Refining Co | 57477 | Kern Oil & Refining Co | 35.2956 | -118.9183 | 7724 E Panama Lane | Bakersfield | CA | 93307 | Kern | WECC | CISO | California Independent System Operator | Natural Gas | Natural Gas Fired Combustion Turbine | 1 | 5900 | 4.5 | 4.9 | 4.9 | NR | Industrial Non-CHP | 12 | IND | [11 empty] | 2002
58101 | WECC | Foundation Cemex River Plant | 57476 | Foundation CA Fund VI Manager LLC | 34.5619 | -117.3072 | 16888 North E Street | Victorville | CA | 92394 | San Bernardino | WECC | CISO | California Independent System Operator | Wind | Onshore Wind Turbine | 2 | WTG1; WTG2 | 3.2 | 3.2 | 3.2 | NR | IPP Non-CHP | 4.16 | Q |  | 2 | GE | 262.4 | [7 empty] | 2012
58102 | WECC | Foundation Cemex BMQ | 57476 | Foundation CA Fund VI Manager LLC | 34.6231 | -117.1125 | 25220 Black Mountain Quarry Ro | Apple Valley | CA | 92307 | San Bernardino | WECC | CISO | California Independent System Operator | Wind | Onshore Wind Turbine | 2 | WTG1; WTG2 | 3 | 3 | 3 | NR | IPP Non-CHP | 4.16 | Q |  | 2 | GE | 213 | [7 empty] | 2012
58103 | MISO | Heritage Garden Wind Farm I LLC | 64331 | DTE Sustainable Generation | 45.7956 | -86.5339 | 16388 18th Road | Garden | MI | 49835 | Delta | RFC | MISO | Midcontinent Independent Transmission System Operator, Inc.. | Wind | Onshore Wind Turbine | 1 | 1 | 28 | 28 | 28 | NR | IPP Non-CHP | 138 | I |  | 14 | Gamesa | 288 | [7 empty] | 2012
58104 | WECC | Foundation Superior Farms | 57476 | Foundation CA Fund VI Manager LLC | 38.42 | -121.8181 | 7930 Rio Dixon Road | Dixon | CA | 95620 | Solano | WECC | CISO | California Independent System Operator | Wind | Onshore Wind Turbine | 1 | WTG1 | 1 | 1 | 1 | NR | Industrial Non-CHP | 0.48 | Q |  | 1 | Mitsubishi | 180 | [7 empty] | 2012
58105 | WECC | Foundation Wal-Mart Red Bluff | 57476 | Foundation CA Fund VI Manager LLC | 40.1111 | -122.1939 | 10815 State Highway 99 West | Red Bluff | CA | 96080 | Tehama | WECC | CISO | California Independent System Operator | Wind | Onshore Wind Turbine | 1 | WTG1 | 1 | 1 | 1 | NR | Commercial Non-CHP | 0.48 | Q |  | 1 | GE | 213 | [7 empty] | 2012
58106 | WECC | Meadow Creek Project Company | 57075 | Ridgeline Energy LLC | 43.5244 | -111.8039 | 2244 North 115th E | Idaho Falls | ID | 83401 | Bonneville | WECC | PACE | PacifiCorp - East | Wind | Onshore Wind Turbine | 1 | MCPC | 119.7 | 115.8 | 115.8 | NR | IPP Non-CHP | 161 | Q |  | 57 | Suzlon | 295.3 | [7 empty] | 2012
58108 | MISO | International Paper Red River Mill | 57481 | Red River Mill Intl Paper Company | 31.9058 | -93.1725 | 4537 Highway 480 | Campti | LA | 71411 | Natchitoches | SERC | MISO | Midcontinent Independent Transmission System Operator, Inc.. | Other | Wood/Wood Waste Biomass | 1 | 3 T-G | 78.8 | 55 | 62 | NR | Industrial CHP | 13.8 | IND | [11 empty] | 2008
58109 | WECC | Georgia-Pacific Toledo Mill | 57492 | Georgia-Pacific Toledo LLC | 44.6119 | -123.9319 | 1400 SE Butler Bridge Road | Toledo | OR | 97391 | Lincoln | WECC | BPAT | Bonneville Power Administration | Other | Wood/Wood Waste Biomass | 1 | TG2 | 18.8 | 13.4 | 13.4 | NR | Industrial CHP | 69 | IND | [11 empty] | 2007
58110 | PJM | Brookside Newark | 57485 | Diamond State Generation Partners, LLC | 39.6689 | -75.7161 | 512 E. Chestnut Hill Road | Newark | DE | 19713 | New Castle | RFC | PJM | PJM Interconnection, LLC | Natural Gas | Other Natural Gas | 1 | BRK | 2.6 | 2.6 | 2.6 | NR | IPP Non-CHP | 12.47 | Q | [11 empty] | 2012
58111 | MISO | Bishop Hill II Wind Farm | 59870 | Bishop Hill Energy II, LLC | 41.2325 | -90.1742 | 13870 North 570th Avenue | Cambridge | IL | 61238 | Henry | SERC | MISO | Midcontinent Independent Transmission System Operator, Inc.. | Wind | Onshore Wind Turbine | 1 | 1 | 81 | 81 | 81 | NR | IPP Non-CHP | 138 | Q |  | 50 | GE | 328 | [7 empty] | 2012
58112 | WECC | Foundation Cemex Madison | 57484 | Foundation CA Fund V Manager, LLC | 38.6928 | -121.9325 | 30900 State Highway 16 | Madison | CA | 95653 | Yolo | WECC | CISO | California Independent System Operator | Wind | Onshore Wind Turbine | 1 | WTG1 | 1 | 1 | 1 | NR | IPP Non-CHP | 12.47 | Q |  | 1 | GE | 213 | [7 empty] | 2012
58113 | WECC | Foundation RRM | 57484 | Foundation CA Fund V Manager, LLC | 33.9172 | -116.815 | 13990 Apache Trail | Cabazon | CA | 92230 | Riverside | WECC | CISO | California Independent System Operator | Wind | Onshore Wind Turbine | 2 | WTG1; WTG2 | 2 | 2 | 2 | NR | IPP Non-CHP | 0.48 | Q |  | 2 | GE | 213 | [7 empty] | 2012
58114 | WECC | Foundation NWNA | 57484 | Foundation CA Fund V Manager, LLC | 33.9142 | -116.7492 | 14020 Elm Street | Cabazon | CA | 92230 | Riverside | WECC | CISO | California Independent System Operator | Wind | Onshore Wind Turbine | 3 | WTG1; WTG2; WTG3 | 5.1 | 5.1 | 5.1 | NR | IPP Non-CHP | 4.16 | Q |  | 3 | GE | 262.4 | [7 empty] | 2012
58118 | WECC | La Joya Del Sol | 65432 | CVI CleanCapital Solar 1 LLC | 36.6786 | -119.7975 | 3772 South Fig Ave | Fresno | CA | 93706 | Fresno | WECC | CISO | California Independent System Operator | Solar | Solar Photovoltaic | 1 | JDS1 | 1.5 | 1.5 | 1.5 | NR | IPP Non-CHP | 12 | Q |  |  |  |  | 1.8 | Y | [5 empty] | 2012
58119 | WECC | Depot Park Solar System | 62034 | Depot Park Solar Farm | 38.515 | -121.3983 | 16 Business Park Way | Sacramento | CA | 95828 | Sacramento | WECC | BANC | Balancing Authority of Northern California | Solar | Solar Photovoltaic | 1 | DPSS | 3 | 2.7 | 1 | NR | IPP Non-CHP | 12 | Q |  |  |  |  | 2.8 | Y | [5 empty] | 2010
58121 | MISO | Echo Wind Park | 5109 | DTE Electric Company | 43.8825 | -83.1614 | 3222 Hereford Rd. | Elkton | MI | 48731 | Huron | RFC | MISO | Midcontinent Independent Transmission System Operator, Inc.. | Wind | Onshore Wind Turbine | 3 | GEN1; GEN2; GEN3 | 162 | 162 | 162 | RE | Electric Utility | 120 | I |  | 100 | GE | 328 | [7 empty] | 2014
58122 | WECC | Delano Energy Center | 20323 | Wellhead Services, Inc | 35.7909 | -119.2945 | Road 128 #3 | Delano | CA | 93215 | Tulare | WECC | CISO | California Independent System Operator | Natural Gas | Natural Gas Fired Combustion Turbine | 1 | GEN1 | 60.5 | 60.5 | 60.5 | NR | IPP Non-CHP | 69 | Q | [11 empty] | 2013
58123 | PJM | Wakefern Food Corp | 56990 | NJR Clean Energy Ventures Corporation | 40.51 | -74.3283 | 5000 Riverside Drive | Keasbey | NJ | 8832 | Middlesex | RFC | PJM | PJM Interconnection, LLC | Solar | Solar Photovoltaic | 1 | 1 | 2 | 2 | 2 | NR | IPP Non-CHP | 13.2 | Q |  |  |  |  | 2.4 | [6 empty] | 2012
58124 | MISO | Rothschild Biomass Cogen Facility | 20847 | Wisconsin Electric Power Co | 44.8878 | -89.6297 | 210 N Grand Avenue | Rothschild | WI | 54474 | Marathon | RFC | MISO | Midcontinent Independent Transmission System Operator, Inc.. | Other | Wood/Wood Waste Biomass | 1 | 1 | 57.5 | 46.6 | 46.8 | RE | Electric Utility | 46 | I | WEC.RBC1 | [10 empty] | 2013
58125 | SPP | Quay County | 17718 | Southwestern Public Service Co | 35.1828 | -103.7311 | 501West Campbell Avenue | Tucumcari | NM | 88401 | Quay | WECC | SWPP | Southwest Power Pool | Petroleum | Petroleum Liquids | 1 | 1 | 27 | 17 | 23 | RE | Electric Utility | 115 | I | SPS.QUAYCNTY | [10 empty] | 2013 | 2034
58126 | WECC | Limon Wind I | 57503 | Limon | 39.381 | -103.5732 | 22085 County Road 3P | Limon | CO | 80828 | Lincoln | WECC | PSCO | Public Service Company of Colorado | Wind | Onshore Wind Turbine | 1 | 1 | 200 | 200 | 200 | NR | IPP Non-CHP | 345 | Q |  | 125 | GE | 262.4 | [7 empty] | 2012
58127 | WECC | Limon Wind II | 57503 | Limon | 39.3414 | -103.5811 | 22085 County Road 3P | Limon | CO | 80828 | Lincoln | WECC | PSCO | Public Service Company of Colorado | Wind | Onshore Wind Turbine | 1 | 1 | 200 | 200 | 200 | NR | IPP Non-CHP | 345 | Q |  | 125 | GE | 262.4 | [7 empty] | 2012
58128 | WECC | Kaiser Downey | 56778 | Bloom Energy 2009 PPA | 33.9192 | -118.1286 | 9333 Imperial Hwy | Downey | CA | 90242 | Los Angeles | WECC | CISO | California Independent System Operator | Natural Gas | Other Natural Gas | 5 | KRSO1; KRSO2; KRSO3; KRSO4; KRSO5 | 1 | 1 | 1 | NR | IPP Non-CHP | 0.49 | Q | [11 empty] | 2012
58130 | WECC | Blue Mountain Biogas | 58081 | Blue Mountain Biogas LLC | 38.1739 | -113.2972 | 12665 South Pioche Road | Milford | UT | 84751 | Beaver | WECC | PACE | PacifiCorp - East | Other | Other Waste Biomass | 2 | BMB N; BMB S | 3.2 | 3 | 3 | NR | IPP Non-CHP | 24.9 | Q | [11 empty] | 2012
58131 | WECC | Outback Solar At Christmas Valley | 58083 | Outback Solar, LLC | 43.2369 | -120.49 | 92378 Christmas Valley Highway | Christmas Valley | OR | 97641 | Lake | WECC | BPAT | Bonneville Power Administration | Solar | Solar Photovoltaic | 1 | PV1 | 4.4 | 4.4 | 4.4 | NR | IPP Non-CHP | 25 | Q |  |  |  |  | 5.7 | Y | [5 empty] | 2012
58132 | WECC | Kaiser Ontario | 56778 | Bloom Energy 2009 PPA | 34.0325 | -117.6089 | 2295 South Vineyard Ave | Ontario | CA | 91761 | San Bernardino | WECC | CISO | California Independent System Operator | Natural Gas | Other Natural Gas | 5 | KSRO1; KSRO2; KSRO3; KSRO4; KSRO5 | 1 | 1 | 1 | NR | IPP Non-CHP | 0.48 | Q | [11 empty] | 2012
58134 | PJM | Oberlin Spear Point Solar One | 64252 | Oberlin College | 41.3028 | -82.227 | 12500 N. Professor St. | Oberlin | OH | 44074 | Lorain | RFC | PJM | PJM Interconnection, LLC | Solar | Solar Photovoltaic | 1 | OSSO | 2 | 2 | 2 | NR | Commercial Non-CHP | 12.47 | COM |  |  |  |  | 2.3 | Y | [5 empty] | 2012
58136 | PJM | Adkins Energy LLC | 58089 | Adkins Energy LLC | 42.3622 | -89.8036 | 4350 W Galena Rd | Lena | IL | 61048 | Stephenson | RFC | PJM | PJM Interconnection, LLC | Natural Gas | Natural Gas Fired Combustion Turbine; Natural Gas Steam Turbine | 2 | S5MW; ST2MW | 6.8 | 5.8 | 6.8 | NR | Industrial CHP | 4.2 | IND | [11 empty] | 2002
58137 | SPP | Ensign Wind LLC | 58090 | NextEra Energy Resources Ensign Wind | 37.6145 | -100.2787 | 100 W Mexitli St | Montezuma | KS | 67867 | Gray | MRO | SWPP | Southwest Power Pool | Wind | Onshore Wind Turbine | 1 | 1 | 98.9 | 98.9 | 98.9 | NR | IPP Non-CHP | 115 | Q |  | 43 | Siemens | 262.4 | [7 empty] | 2012
58138 | MISO | Otter Creek Ethanol Poet - Ashton | 58093 | Otter Creek Ethanol LLC - Poet Ashton | 43.275 | -95.8097 | 4970 260th St | Ashton | IA | 51232 | Osceola | MRO | MISO | Midcontinent Independent Transmission System Operator, Inc.. | Natural Gas | Natural Gas Fired Combustion Turbine | 1 | 1 | 7.5 | 5.5 | 9 | NR | Industrial CHP | 12.5 | IND | [11 empty] | 2004
58139 | WECC | Central Energy Plant USU | 19663 | Utah State University | 41.7486 | -111.8117 | 910 North 900 East | Logan | UT | 84322 | Cache | WECC | PACE | PacifiCorp - East | Natural Gas | Natural Gas Fired Combustion Turbine | 1 | TURBI | 5 | 4.4 | 4.6 | NR | Commercial Non-CHP | 12.46 | S | [11 empty] | 2004
58140 | PJM | Summit Street Power Plant | 58097 | Kent State University | 41.1431 | -81.3408 | 1501 Ted Boyd Drive | Kent | OH | 44242 | Portage | RFC | PJM | PJM Interconnection, LLC | Natural Gas | Natural Gas Fired Combustion Turbine | 2 | GT-1; GT-2 | 13.2 | 11.8 | 13.3 | NR | Commercial CHP | 69 | S | [11 empty] | 2003
58147 | WECC | Prescott Solar Plant | 58108 | SunE AZ1, LLC | 34.6494 | -112.4275 | 10100 North Sam Steiger Trail | Prescott | AZ | 86301 | Yavapai | WECC | AZPS | Arizona Public Service Company | Solar | Solar Photovoltaic | 1 | PV1 | 10.8 | 10.8 | 10.8 | NR | IPP Non-CHP | 12.47 | Q |  |  |  |  | 11.7 | Y | [5 empty] | 2011
58148 | WECC | RE Kansas South LLC | 58111 | RE Kansas South LLC | 36.2261 | -119.8342 | 170321 21st Avenue | Lemoore | CA | 93245 | Kings | WECC | CISO | California Independent System Operator | Solar | Solar Photovoltaic | 1 | KS | 20 | 20 | 20 | NR | IPP Non-CHP | 69 | Q | KANSASGN_7_N002 |  |  |  | 27 | Y | [5 empty] | 2013
58149 | WECC | TA-High Desert LLC | 58112 | TA-High Desert LLC | 34.7089 | -118.3047 | 9716 W Avenue I | Lancaster | CA | 93535 | Los Angeles | WECC | CISO | California Independent System Operator | Solar | Solar Photovoltaic | 1 | TAHD | 20 | 20 | 20 | NR | IPP Non-CHP | 66 | Q | TOT427A_7_N001 |  |  |  | 25.6 | Y | [5 empty] | 2013
58150 | WECC | Black Cap Solar Plant | 14354 | PacifiCorp | 42.175 | -120.3626 | 95886 Stock Drive Lane | Lakeview | OR | 97630 | Lake | WECC | PACW | PacifiCorp - West | Solar | Solar Photovoltaic | 1 | 1 | 2 | 2 | 2 | RE | Electric Utility | 12 | I |  |  |  |  | 2.6 | Y | [5 empty] | 2012
58154 | WECC | North Sky River Energy LLC | 58121 | North Sky River Energy LLC | 35.3478 | -118.1864 | 36316 Kelso Valley Road | Weldon | CA | 93283 | Kern | WECC | CISO | California Independent System Operator | Wind | Onshore Wind Turbine | 1 | GEN1 | 162 | 162 | 162 | NR | IPP Non-CHP | 230 | Q |  | 100 | GE | 286 | [7 empty] | 2012
58155 | WECC | Perrin Ranch Wind LLC | 58132 | Perrin Ranch Wind LLC | 35.4156 | -112.2711 | 8410 Espee Road | Williams | AZ | 86046 | Coconino | WECC | AZPS | Arizona Public Service Company | Wind | Onshore Wind Turbine | 1 | GEN1 | 99.2 | 99.2 | 99.2 | NR | IPP Non-CHP | 500 | Q |  | 62 | GE | 262.5 | [7 empty] | 2012
58161 | MISO | Western Michigan University Power Plant | 58106 | Western Michigan University | 42.28 | -85.6064 | 1801 Stadium Drive | Kalamazoo | MI | 49008 | Kalamazoo | RFC | MISO | Midcontinent Independent Transmission System Operator, Inc.. | Natural Gas | Natural Gas Internal Combustion Engine; Natural Gas Fired Combined Cycle | 6 | EG-1; EG-10; EG-9; GTG-7; GTG-8; STG-1 | 16.7 | 15.1 | 17.9 | NR | Commercial CHP | 46 | COM | [11 empty] | 1997
58162 | SPP | Cirrus Wind 1 LLC | 58134 | Cirrus Wind 1 LLC | 33.0331 | -101.6875 | 2609 County Road BB | Tahoka | TX | 79373 | Lynn | MRO | SWPP | Southwest Power Pool | Wind | Onshore Wind Turbine | 1 | CW | 61.2 | 61.2 | 61.2 | NR | IPP Non-CHP | 230 | Q |  | 17 | CCWE | 279 | [7 empty] | 2012
58164 | MISO | Slayton Solar | 58135 | Ecos Energy LLC | 43.9803 | -95.7672 | 1478 91st Street | Slayton | MN | 56172 | Murray | MRO | MISO | Midcontinent Independent Transmission System Operator, Inc.. | Solar | Solar Photovoltaic | 1 | PV1 | 1.7 | 1.7 | 1.7 | NR | IPP Non-CHP | 12.47 | Q |  |  |  |  | 2 | [6 empty] | 2013
58165 | PJM | College of New Jersey | 58137 | The College of New Jersey | 40.2694 | -74.7733 | 2000 Pennington Road | Ewing | NJ | 8628 | Mercer | RFC | PJM | PJM Interconnection, LLC | Natural Gas | Natural Gas Internal Combustion Engine | 1 | COGEN | 6.2 | 4.2 | 5.2 | NR | Commercial CHP | 26.4 | S | [11 empty] | 1996
58168 | WECC | Energy Center | 58105 | University of Redlands | 34.0631 | -117.1639 | 955 North Grove Street | Redlands | CA | 92373 | San Bernardino | WECC | CISO | California Independent System Operator | Natural Gas | Natural Gas Fired Combustion Turbine | 3 | TURB1; TURB2; TURB3 | 0.9 | 0.9 | 0.9 | NR | Commercial CHP | 12 | COM | [11 empty] | 2019
58169 | WECC | CSUF Trigeneration | 58104 | California State University at Fullerton | 33.8806 | -117.8866 | 800 N St. College | Fullerton | CA | 92831 | Orange | WECC | CISO | California Independent System Operator | Mixed | Natural Gas Fired Combustion Turbine; Solar Photovoltaic | 7 | 1; CPAC; KHS; NPS; PS4; PS5; SCPS | 8.9 | 8.6 | 8.6 | NR | Commercial CHP | 66 | Q |  |  |  |  | 5 | [6 empty] | 2010
58171 | WECC | Prairie Fire | 24211 | Tucson Electric Power Co | 32.1164 | -110.82 | 7540 E Old Vail Road | Tucson | AZ | 85747 | Pima | WECC | TEPC | Tucson Electric Power Company | Solar | Solar Photovoltaic | 1 | GEN1 | 4.5 | 4.5 | 4.5 | RE | Electric Utility | 13.8 | I |  |  |  |  | 5 | [6 empty] | 2012
58172 | PJM | Seaside Heights Power Plant | 16864 | Seaside Heights Municipal Utility | 39.9433 | -74.0786 | Sherman Blvd | Seaside Heights | NJ | 8751 | Ocean | RFC | PJM | PJM Interconnection, LLC | Petroleum | Petroleum Liquids | 3 | UINT3; UNIT1; UNIT2 | 6 | 6 | 6 | RE | Electric Utility | 4.16 | M | [11 empty] | 2012
58177 | PJM | Kishwaukee CHP Plant | 58129 | Four Rivers Sanitation Authority | 42.2219 | -89.0933 | 3333 Kishwaukee Street | Rockford | IL | 61109 | Winnebago | RFC | PJM | PJM Interconnection, LLC | Other | Other Waste Biomass | 3 | 1; 2; 3 | 3 | 3 | 3 | NR | IPP CHP | 12.47 | M | [11 empty] | 2010
58178 | MISO | M. G. Emmett J. Bean Federal Center | 58148 | U.S. General Services Administration | 39.8531 | -86.0144 | 8899 E 56th Street | Indianapolis | IN | 46249 | Marion | RFC | MISO | Midcontinent Independent Transmission System Operator, Inc.. | Solar | Solar Photovoltaic | 1 | 1 | 1.9 | 1.5 | 1.2 | NR | IPP Non-CHP | 0.48 | F |  |  |  |  | 2 | [6 empty] | 2011
58181 | PJM | Loyola University Health Plant | 58151 | Loyola University Health System | 41.8558 | -87.8356 | 2160S 1st Avenue | Maywood | IL | 60153 | Cook | RFC | PJM | PJM Interconnection, LLC | Natural Gas | Natural Gas Fired Combustion Turbine | 2 | UNIT1; UNIT2 | 10.6 | 7.8 | 11.2 | NR | Commercial CHP | 13 | COM | [11 empty] | 2005
58183 | SPP | Prairie Horizon Agri Energy | 58157 | Prairie Horizon Agri Energy LLC | 39.7611 | -99.3058 | 1664 E 100 Rd | Phillipsburg | KS | 67611 | Phillips | MRO | SWPP | Southwest Power Pool | Natural Gas | Natural Gas Steam Turbine | 1 | T5741 | 1.7 | 0.7 | 0.7 | NR | Industrial CHP | 13.8 | IND | [11 empty] | 2006
58187 | PJM | 180 Raritan Solar | 58164 | 180 Raritan Energy Solutions, LLC | 40.5161 | -74.34 | 180 Raritan Center Parkway | Edison | NJ | 8817 | Middlesex | RFC | PJM | PJM Interconnection, LLC | Solar | Solar Photovoltaic | 1 | 1 | 1.9 | 1.9 | 1.9 | NR | IPP Non-CHP | 0.48 | COM |  |  |  |  | 2.3 | [6 empty] | 2012
58190 | WECC | Thomas M Knott Cogen Facility | 60637 | Sentinel Peak Resources California, LLC | 35.1844 | -120.6183 | 1821 Price Canyon Road | San Luis Obispo | CA | 93401 | San Luis Obispo | WECC | CISO | California Independent System Operator | Natural Gas | Natural Gas Fired Combustion Turbine | 1 | CG | 1.4 | 1.2 | 1.2 | NR | Industrial Non-CHP | 24 | IND | [11 empty] | 2003
58191 | WECC | US Magnesium | 58153 | US Magnesium | 40.9133 | -112.7339 | 12819 N. Skull Valley Road | Rowley | UT | 84029 | Tooele | WECC | PACE | PacifiCorp - East | Natural Gas | Natural Gas Fired Combustion Turbine | 3 | GT1; GT2; GT3 | 48 | 33 | 39 | NR | Industrial CHP | 13.8 | IND | [11 empty] | 1972
58192 | SPP | Arkalon Ethanol LLC | 58167 | Arkalon Ethanol LLC | 37.1106 | -100.8036 | 8664 Road P | Liberal | KS | 67901 | Seward | MRO | SWPP | Southwest Power Pool | Natural Gas | Natural Gas Steam Turbine | 1 | ST961 | 3 | 3 | 3 | NR | Industrial CHP | 13.2 | IND | [11 empty] | 2008
58193 | SPP | Bonanza BioEnergy LLC | 58166 | Bonanza BioEnergy LLC | 37.9586 | -100.8361 | 2810 E HWY 50 | Garden City | KS | 67846 | Finney | MRO | SWPP | Southwest Power Pool | Natural Gas | Natural Gas Steam Turbine | 1 | ST96 | 2 | 2 | 2 | NR | Industrial CHP | 12.4 | IND | 0 | [10 empty] | 2008
58194 | PJM | West Campus Steam Plant | 58159 | Penn State University | 40.7928 | -77.8647 | Burrows Road | University Park | PA | 16802 | Centre | RFC | PJM | PJM Interconnection, LLC | Natural Gas | Natural Gas Fired Combustion Turbine; Natural Gas Steam Turbine | 4 | CT2; WC 4; WC 5; WC6 | 14 | 9.3 | 13.2 | NR | Commercial CHP | 12.47 | COM | [11 empty] | 2017
58195 | PJM | East Campus Steam Plant | 58159 | Penn State University | 40.8092 | -77.8475 | Porter Rd. | University Park | PA | 16802 | Centre | RFC | PJM | PJM Interconnection, LLC | Natural Gas | Natural Gas Fired Combustion Turbine | 1 | CT1 | 7 | 7.4 | 8.9 | NR | Commercial CHP | 12.47 | COM | [11 empty] | 2011
58196 | MISO | Cargill Salt Hersey | 58170 | Cargill Salt Hersey | 43.8342 | -85.3558 | 1395 135th Ave | Hersey | MI | 49639 | Osceola | RFC | MISO | Midcontinent Independent Transmission System Operator, Inc.. | Natural Gas | Natural Gas Steam Turbine | 1 | ST1 | 2.1 | 2.1 | 2.1 | NR | Industrial CHP | 4.16 | IND | [11 empty] | 1998 | 2027
58197 | MISO | POET Biorefining Lake Crystal | 58163 | POET Biorefining Lake Crystal | 44.0933 | -94.2767 | 19200 499th Avenue | Lake Crystal | MN | 56055 | Blue Earth | MRO | MISO | Midcontinent Independent Transmission System Operator, Inc.. | Mixed | Petroleum Liquids; Natural Gas Steam Turbine | 2 | 1; 2 | 7 | 7 | 7 | NR | Industrial CHP | 11 | IND | [11 empty] | 2005
58198 | WECC | Parnassus Central Utility Plant | 58171 | University of California-San Francisco | 37.7625 | -122.4567 | 25 Medical Center Way | San Francisco | CA | 94143 | San Francisco | WECC | CISO | California Independent System Operator | Natural Gas | Natural Gas Fired Combined Cycle | 3 | GTG1; GTG2; STG1 | 13.4 | 12.5 | 12.5 | NR | Commercial CHP | 12.4 | COM | [11 empty] | 1996
58199 | WECC | Arizona State University CHP | 58172 | Energy Center Phoenix LLC | 33.4172 | -111.9283 | 800 E. Lemon St. | Tempe | AZ | 85287 | Maricopa | WECC | AZPS | Arizona Public Service Company | Natural Gas | Natural Gas Fired Combined Cycle; Natural Gas Fired Combustion Turbine | 2 | G1; G2 | 17.1 | 17.1 | 14.8 | NR | Commercial CHP | 12.5 | S | [11 empty] | 2006
58202 | WECC | RE Victor Phelan Solar One LLC | 61944 | MN8 Energy LLC | 34.5123 | -117.4775 | 14320 Vinton Road | Adelanto | CA | 92301 | San Bernardino | WECC | CISO | California Independent System Operator | Solar | Solar Photovoltaic | 1 | VPS1 | 20 | 20 | 20 | NR | IPP Non-CHP | 33 | Q |  |  |  |  | 22.3 | Y | [5 empty] | 2013
58203 | SPP | Minco Wind III, LLC | 56925 | FPLE Wind, LLC | 35.3724 | -98.1827 | 491 County Road 1180 | Minco | OK | 73059 | Caddo | MRO | SWPP | Southwest Power Pool | Wind | Onshore Wind Turbine | 1 | 1 | 100.8 | 100.8 | 100.8 | NR | IPP Non-CHP | 345 | Q |  | 63 | GE | 265 | [7 empty] | 2012
58204 | WECC | Grassland 3&4 Solar Project | 56751 | Yolo County of | 38.5003 | -121.6942 | County Road 104 and Road 35 | Davis | CA | 95618 | Yolo | WECC | CISO | California Independent System Operator | Solar | Solar Photovoltaic | 1 | INV3 | 2 | 2 | 1.5 | NR | IPP Non-CHP | 12 | M |  |  |  |  | 2.5 | [6 empty] | 2013
58205 | SPP | Grand Ave Plant | 58176 | Vicinity Energy Kansas City | 39.1119 | -94.5811 | 115 Grand Boulevard | Kansas City | MO | 64106 | Jackson | MRO | SWPP | Southwest Power Pool | Natural Gas | Natural Gas Steam Turbine | 1 | 1 | 5 | 4.8 | 4.8 | NR | IPP CHP | 13.8 | IND | [11 empty] | 1991
58206 | WECC | West Gates Solar Station | 14328 | Pacific Gas & Electric Co. | 36.1422 | -120.1325 | 18364 West Jayne Ave. | Huron | CA | 93234 | Fresno | WECC | CISO | California Independent System Operator | Solar | Solar Photovoltaic | 1 | 1 | 10 | 10 | 10 | RE | Electric Utility | 12 | I | GATESBK4_7_N003 |  |  |  | 12.9 | [6 empty] | 2013
58207 | PJM | Central Utility Plant at White Oak | 58178 | GSA Metropolitan Service Center | 39.0394 | -76.9825 | 10903 New Hampshire Ave | Silver Spring | MD | 20903 | Montgomery | RFC | PJM | PJM Interconnection, LLC | Mixed | Natural Gas Internal Combustion Engine; Petroleum Liquids; Natural Gas Fired Combined Cycle; Natural Gas Fired Combustion Turbine | 12 | G1; G10; G11; G12; G2; G3; G4; G5; G6; G7; G8; G9 | 54.3 | 54.2 | 55.4 | NR | Commercial CHP | 13.8 | F | [11 empty] | 2003
58208 | PJM | Cinnamon Bay Edgeboro Landfill | 58179 | Cinnamon Bay LLC | 40.4653 | -74.3939 | 3 Brick Plant Road | East Brunswick | NJ | 8850 | Middlesex | RFC | PJM | PJM Interconnection, LLC | Other | Landfill Gas | 1 | 1 | 9.6 | 6 | 6 | NR | IPP Non-CHP | 26 | Q | [11 empty] | 2011
58209 | SPP | NextEra-Blackwell Wind, LLC | 58180 | Blackwell Wind, LLC | 36.8467 | -97.4175 | 220 N 20th St | Blackwell | OK | 74361 | Kay | MRO | SWPP | Southwest Power Pool | Wind | Onshore Wind Turbine | 1 | WT | 59.8 | 59.8 | 59.8 | NR | IPP Non-CHP | 69 | Q |  | 26 | Siemens | 262.4 | [7 empty] | 2012
58213 | WECC | Saddle Mountain Solar I | 58182 | SunE AZ2, LLC | 33.3783 | -113.1808 | 52500 W Baseline Road | Tonopah | AZ | 85354 | Maricopa | WECC | AZPS | Arizona Public Service Company | Solar | Solar Photovoltaic | 1 | AZ2 | 15 | 15 | 15 | NR | IPP Non-CHP | 12 | Q |  |  |  |  | 16.9 | Y | [5 empty] | 2012
58217 | WECC | Grassland 1&2 Solar Project | 56751 | Yolo County of | 38.5003 | -121.6942 | County Road 104 and Road 35 | Davis | CA | 95618 | Yolo | WECC | CISO | California Independent System Operator | Solar | Solar Photovoltaic | 1 | INV4 | 2 | 2 | 1.5 | NR | IPP Non-CHP | 12 | M |  |  |  |  | 2.5 | [6 empty] | 2013
58218 | WECC | Spion Kop Wind Farm | 56815 | NorthWestern Energy (MT wind/thermal) | 47.3333 | -110.6392 | 7735 South Peak Rd | Geyser | MT | 59701 | Judith Basin | WECC | NWMT | NorthWestern Energy (NWMT) | Wind | Onshore Wind Turbine | 1 | SKW25 | 40 | 40 | 40 | RE | Electric Utility | 100 | I |  | 25 | GE | 262 | [7 empty] | 2012
58220 | PJM | Haviland Plastic Products | 58187 | Haviland Plastic Products Co | 41.0161 | -84.5875 | 100 West Main Street | Haviland | OH | 45851 | Paulding | RFC | PJM | PJM Interconnection, LLC | Wind | Onshore Wind Turbine | 3 | WTGA; WTGB; WTGC | 4.5 | 4.5 | 4.5 | NR | Industrial Non-CHP | 12.47 | COM |  | 3 | Goldwind | 263 | [7 empty] | 2013
58222 | MISO | E.B. Eddy Paper Inc | 67049 | Port Huron Multimodal Hub, LLC | 42.9896 | -82.4379 | 1700 Washington Avenue | Port Huron | MI | 48060 | St Clair | RFC | MISO | Midcontinent Independent Transmission System Operator, Inc.. | Natural Gas | Natural Gas Steam Turbine | 1 | 3TU | 5 | 5 | 5 | NR | Industrial CHP | 40 | IND | [11 empty] | 1969
58223 | WECC | Hoag Hospital Cogen Plant | 58195 | Hoag Memorial Presbyterian Hospital | 33.6228 | -117.9364 | 1 Hoag Drive | Newport Beach | CA | 92658 | Orange | WECC | CISO | California Independent System Operator | Mixed | Natural Gas Internal Combustion Engine; Batteries | 4 | 1; 2; 3; TESLA | 5.5 | 4.6 | 4.6 | NR | Commercial CHP | 12 | COM | [7 empty] | 4.2 | 1 | 1 | LIB | 2006
58227 | WECC | SEPV9 Power Plant | 65411 | Duke Energy Renewables Services | 34.1922 | -116.0903 | 3462 Morongo Road | Twentynine Palms | CA | 92277 | San Bernardino | WECC | CISO | California Independent System Operator | Solar | Solar Photovoltaic | 1 | SPV9 | 9 | 8.5 | 8.8 | NR | IPP Non-CHP | 33 | Q |  |  |  |  | 11 | Y | [5 empty] | 2013
58228 | PJM | Milford Solar Farm | 58201 | Milford Solar LLC | 38.9231 | -75.4533 | 686 Milford-Harrington Highwat | Milford | DE | 19963 | Kent | RFC | PJM | PJM Interconnection, LLC | Solar | Solar Photovoltaic | 1 | GEN1 | 11.8 | 11.8 | 11.8 | NR | IPP Non-CHP | 24.9 | Q |  |  |  |  | 15 | [6 empty] | 2012
58231 | PJM | Lincoln Financial Field | 58203 | NRG Energy Center Eagles LLC | 39.9008 | -75.1675 | 1 Lincoln Financial Way | Philadelphia | PA | 19148 | Philadelphia | RFC | PJM | PJM Interconnection, LLC | Solar | Solar Photovoltaic | 1 | GEN1 | 2.9 | 2.9 | 2.9 | NR | IPP Non-CHP | 13.2 | Q |  |  |  |  | 3.2 | [6 empty] | 2013
58232 | WECC | Tahquitz High School | 61012 | AES Distributed Energy | 33.7672 | -117.0175 | 4425 Tital Trail | Hemet | CA | 92545 | Riverside | WECC | CISO | California Independent System Operator | Solar | Solar Photovoltaic | 1 | TAHQ | 1 | 1 | 1 | NR | Commercial Non-CHP | 0.48 | Q |  |  |  |  | 1.1 | Y | [5 empty] | 2012
58233 | WECC | Wagner Wind LLC | 60025 | Greenbacker Renewable Energy Corporation | 33.9089 | -116.5556 | 63335 19th Avenue | Palm Springs | CA | 92240 | Riverside | WECC | CISO | California Independent System Operator | Wind | Onshore Wind Turbine | 1 | GEN1 | 6 | 6 | 6 | NR | IPP Non-CHP | 33 | Q |  | 2 | Vestas | 262.4 | [7 empty] | 2012
58234 | WECC | SEPV 8 | 65411 | Duke Energy Renewables Services | 34.1719 | -116.1525 | 4450 Lear Avenue | Twentynine Palms | CA | 92277 | San Bernardino | WECC | CISO | California Independent System Operator | Solar | Solar Photovoltaic | 1 | SPV8 | 12 | 11.8 | 11.8 | NR | IPP Non-CHP | 33 | Q |  |  |  |  | 14.6 | Y | [5 empty] | 2013
58235 | PJM | Clayville | 19856 | City of Vineland - (NJ) | 39.4244 | -75.02 | 4087 S Lincoln Avenue | Vineland | NJ | 8361 | Cumberland | RFC | PJM | PJM Interconnection, LLC | Natural Gas | Natural Gas Fired Combustion Turbine | 1 | 1 | 73 | 55 | 61 | RE | Electric Utility | 69 | M | LINCOLN3 | [10 empty] | 2015
58236 | MISO | Marshalltown Generating Station | 9417 | Interstate Power and Light Co | 42.0433 | -92.8728 | 2115 East Nevada Street | Marshalltown | IA | 50158 | Marshall | MRO | MISO | Midcontinent Independent Transmission System Operator, Inc.. | Mixed | Batteries; Natural Gas Fired Combined Cycle; Solar Photovoltaic | 5 | BESS1; CTG1; CTG2; PV1; STG1 | 708.8 | 668.7 | 699.9 | RE | Electric Utility | 161 | I | ALTW.CC.MGS1; ALTW.CC.MGS2 |  |  |  | 3.4 |  |  | 0.6 | 0.3 | 0.3 | LIB | 2017
58239 | PJM | Kent County-Kennedyville | 63249 | Terraform Arcadia | 39.2972 | -75.9822 | 11651 Kennedyville Road | Kennedyville | MD | 21645 | Kent | RFC | PJM | PJM Interconnection, LLC | Solar | Solar Photovoltaic | 1 | PVKV | 1 | 1 | 1 | NR | IPP Non-CHP | 24.94 | Q |  |  |  |  | 1.1 | [6 empty] | 2012
58240 | WECC | Kit Carson | 63249 | Terraform Arcadia | 36.9667 | -105.4381 | 195 Ventero Road | Amalia | NM | 87512 | Taos | WECC | PNM | Public Service Company of New Mexico | Solar | Solar Photovoltaic | 1 | PV_KC | 1.3 | 1.3 | 1.3 | NR | IPP Non-CHP | 24.9 | Q |  |  |  |  | 1.5 | Y | [5 empty] | 2012
58241 | PJM | Rock Hall | 63249 | Terraform Arcadia | 39.1444 | -76.2316 | 6015 N Main Street | Rock Hall | MD | 21661 | Kent | RFC | PJM | PJM Interconnection, LLC | Solar | Solar Photovoltaic | 1 | RCKHL | 1 | 1 | 1 | NR | IPP Non-CHP | 25 | Q |  |  |  |  | 1.3 | [6 empty] | 2012
58243 | PJM | Kent County - Worton Complex | 63249 | Terraform Arcadia | 39.2808 | -76.0908 | 11401 Worton Road | Worton | MD | 21678 | Kent | RFC | PJM | PJM Interconnection, LLC | Solar | Solar Photovoltaic | 1 | WRTN | 1 | 1 | 1 | NR | IPP Non-CHP | 12.47 | Q |  |  |  |  | 1.3 | [6 empty] | 2012
58244 | WECC | West Valley High School Solar | 61012 | AES Distributed Energy | 33.7197 | -117.0097 | 3401 Mustang Way | Hemet | CA | 92545 | Riverside | WECC | CISO | California Independent System Operator | Solar | Solar Photovoltaic | 1 | WEST | 1 | 0.9 | 0.9 | NR | Commercial Non-CHP | 0.48 | Q |  |  |  |  | 1 | Y | [5 empty] | 2012
58245 | PJM | Northeastern Illinois University Cogen | 58220 | Northeastern Illinois University | 41.9811 | -87.7192 | 5500 N St Louis Ave | Chicago | IL | 60625 | Cook | RFC | PJM | PJM Interconnection, LLC | Natural Gas | Natural Gas Internal Combustion Engine | 4 | GEN1; GEN2; GEN3; GEN4 | 3.2 | 3.2 | 3.2 | NR | Commercial CHP | 41.6 | S | [11 empty] | 1995
58246 | PJM | Millersville LFG | 58221 | LES Operations Services LLC | 39.0847 | -76.6764 | 389 Burns Crossing Road | Severn | MD | 21144 | Anne Arundel | RFC | PJM | PJM Interconnection, LLC | Other | Landfill Gas | 2 | CAT1; CAT2 | 3.2 | 3 | 3 | NR | IPP Non-CHP | 13 | S | 135389785 | [10 empty] | 2012
58248 | WECC | Pierce College | 57276 | Los Angeles Community College District | 34.1836 | -118.5747 | 6201 Winnetka Ave | Wilmington | CA | 90744 | Los Angeles | WECC | LDWP | Los Angeles Department of Water and Power | Solar | Solar Photovoltaic | 1 | GEN1 | 1.9 | 1.9 | 1.9 | NR | Commercial Non-CHP | 34.5 | P |  |  |  |  | 2.3 | [6 empty] | 2013
58249 | WECC | VA Sepulveda Ambulatory Care Center | 59553 | VA Sepulveda Ambulatory Care Center | 34.2489 | -118.4833 | 15830 Lassen St | North Hills | CA | 91343 | Los Angeles | WECC | LDWP | Los Angeles Department of Water and Power | Solar | Solar Photovoltaic | 1 | GEN1 | 4.4 | 3.5 | 3.5 | NR | Commercial Non-CHP | 34.5 | M |  |  |  |  | 4.8 | N | [5 empty] | 2014
58250 | PJM | Tullytown | 54842 | WM Renewable Energy LLC | 40.1514 | -74.7806 | 200 Bordertown Road | Morrisville | PA | 19067 | Bucks | RFC | PJM | PJM Interconnection, LLC | Other | Landfill Gas | 1 | GEN1 | 1.6 | 1.6 | 1.6 | NR | IPP Non-CHP | 33 | IND | PECO | [10 empty] | 2013
58251 | WECC | C&H Sugar Plant | 58223 | C&H Sugar Company Inc | 38.0572 | -122.2189 | 830 Loring Ave | Crockett | CA | 94525 | Contra Costa | WECC | CISO | California Independent System Operator | Other | All Other | 2 | TG3; TG4 | 8 | 10 | 10 | NR | Industrial CHP | 230 | IND | [11 empty] | 1957
58252 | PJM | Alpha Ridge LFG | 58229 | Howard County - Maryland | 39.305 | -76.9019 | 2350 Marriottsville Road | Marriottsville | MD | 21104 | Howard | RFC | PJM | PJM Interconnection, LLC | Other | Landfill Gas | 1 | JEN1 | 1 | 1 | 1 | NR | IPP Non-CHP | 13.8 | M | 135389787 | [10 empty] | 2012
58253 | WECC | CBS Television City | 63330 | Televison City Studios, LLC. | 34.075 | -118.36 | 7800 Beverly Blvd | Los Angeles | CA | 9036 | Los Angeles | WECC | LDWP | Los Angeles Department of Water and Power | Solar | Solar Photovoltaic | 1 | GEN1 | 1.6 | 1.6 | 1.6 | NR | Commercial Non-CHP | 34.5 | COM |  |  |  |  | 1.8 | [6 empty] | 2013
58254 | MISO | Chatham | 11268 | City of Lowell - (MI) | 42.9344 | -85.3475 | 625 Chatham | Lowell | MI | 49331 | Kent | RFC | MISO | Midcontinent Independent Transmission System Operator, Inc.. | Natural Gas | Natural Gas Fired Combustion Turbine | 2 | CT02R; CTOIS | 7.3 | 6.6 | 7.3 | RE | Electric Utility | 138 | M | [11 empty] | 2013
58255 | SPP | Rubart | 18315 | Sunflower Electric Power Corp | 37.5586 | -101.0994 | 14255 East U.S. 160 Highway | Ulysses | KS | 67880 | Grant | MRO | SWPP | Southwest Power Pool | Natural Gas | Natural Gas Internal Combustion Engine | 12 | 01; 02; 03; 04; 05; 06; 07; 08; 09; 10; 11; 12 | 120 | 106.4 | 106.4 | RE | Electric Utility | 115 | C | SECIRUBART; SECIRUBART2 | [10 empty] | 2014
58256 | WECC | Los Alamos PV Site | 11204 | Los Alamos County | 35.8756 | -106.31 | 3701 E Jemez Road | Los Alamos | NM | 87544 | Los Alamos | WECC | PNM | Public Service Company of New Mexico | Solar | Solar Photovoltaic | 1 | 1 | 1 | 1 | 1 | RE | Electric Utility | 13.8 | M |  |  |  |  | 1.1 | [6 empty] | 2012
58258 | WECC | Central Utilities Plant LAX 2 | 10810 | LAX Airport | 33.9439 | -118.4042 | 275 Center Way | Los Angeles | CA | 90045 | Los Angeles | WECC | LDWP | Los Angeles Department of Water and Power | Natural Gas | Natural Gas Fired Combustion Turbine | 2 | GEN1; GEN2 | 9.2 | 8.4 | 8.4 | NR | Commercial CHP | 4.16 | M | [11 empty] | 2015
58260 | PJM | Brunswick County Power Station | 19876 | Virginia Electric & Power Co | 36.765 | -77.7139 | 20100 Governor Harrison Parkwa | Freeman | VA | 23856 | Brunswick | SERC | PJM | PJM Interconnection, LLC | Natural Gas | Natural Gas Fired Combined Cycle | 4 | CT01; CT02; CT03; ST01 | 1472.2 | 1376 | 1511.5 | RE | Electric Utility | 500 | I | [11 empty] | 2016
58261 | WECC | FAA NorCal TRACON | 58238 | Enfinity NorCal 1 FAA LLC | 38.5595 | -121.2576 | 11375 Douglas Rd | Mather AFB | CA | 95655 | Sacramento | WECC | BANC | Balancing Authority of Northern California | Solar | Solar Photovoltaic | 1 | 1 | 1 | 1 | 1 | NR | IPP Non-CHP | 0.48 | Q |  |  |  |  | 1.2 | Y | [5 empty] | 2012
58262 | WECC | Badger 1 | 58239 | Desert Sky Solar LLC | 33.498 | -112.8135 | 35324 W Indian School Road | Tonopah | AZ | 85354 | Maricopa | WECC | AZPS | Arizona Public Service Company | Solar | Solar Photovoltaic | 1 | 1 | 14.8 | 14.8 | 14.8 | NR | IPP Non-CHP | 69 | Q |  |  |  |  | 19.3 | Y | [5 empty] | 2013
58263 | PJM | Bay View Cogeneration Facility | 58240 | COT/Division of Water Reclamation | 41.6883 | -83.4847 | 3900 N Summit Street, Bldg 1 | Toledo | OH | 43611 | Lucas | RFC | PJM | PJM Interconnection, LLC | Other | Landfill Gas | 2 | GTG; STG | 12 | 8.4 | 10 | RE | Electric Utility | 69 | M | [11 empty] | 2010
58265 | MISO | NCAH Central Utility Plant | 58247 | National Centers for Animal Health | 42.0461 | -93.5794 | 1920 Dayton Avenue | Ames | IA | 50010 | Story | MRO | MISO | Midcontinent Independent Transmission System Operator, Inc.. | Mixed | Petroleum Liquids; Natural Gas Fired Combustion Turbine | 9 | C-3; FRZRF; MBGEN; S-13; S-14; S-16; S-17; S-18; S-19 | 14.1 | 14.1 | 14.1 | NR | Commercial CHP | 13.2 | F | [11 empty] | 2000
58266 | WECC | Port Westward Unit 2 | 15248 | Portland General Electric Co | 46.1789 | -123.1719 | 81566 Kallunki Rd | Clatskanie | OR | 97016 | Columbia | WECC | PGE | Portland General Electric Company | Natural Gas | Natural Gas Internal Combustion Engine | 12 | 1; 10; 11; 12; 2; 3; 4; 5; 6; 7; 8; 9 | 225.6 | 224.4 | 224.4 | RE | Electric Utility | 230 | I | PWP2_2_GNODE1-6; PWP2_2_GNODE7-12 | [10 empty] | 2014
58269 | PJM | Bay View Backup Power Facility | 58240 | COT/Division of Water Reclamation | 41.6883 | -83.4847 | 3900 N Summit Street, Bldg #1 | Toledo | OH | 43611 | Lucas | RFC | PJM | PJM Interconnection, LLC | Mixed | Petroleum Liquids; Natural Gas Internal Combustion Engine | 6 | G1; G2; G3; G4; G5; G6 | 12 | 12 | 12 | RE | Electric Utility | 69 | M | [11 empty] | 2007
58284 | WECC | La Luz Energy Center | 15473 | Public Service Co of NM | 34.6161 | -106.815 | 225 Harrison Rd. | Belen | NM | 87003 | Valencia | WECC | PNM | Public Service Company of New Mexico | Natural Gas | Natural Gas Fired Combustion Turbine | 1 | 0001 | 42.3 | 40 | 41 | RE | Electric Utility | 115 | I | [11 empty] | 2015
58289 | WECC | Venable Solar 1 | 59455 | Venable Solar, LLC | 33.5989 | -114.5717 | 881 1/2 S Intake Boulevard | Blythe | CA | 92225 | Riverside | WECC | CISO | California Independent System Operator | Solar | Solar Photovoltaic | 1 | VNPV | 1.5 | 1.5 | 1.1 | NR | IPP Non-CHP | 12 | Q |  |  |  |  | 1.8 | [6 empty] | 2015
58290 | WECC | Venable Solar 2 | 59455 | Venable Solar, LLC | 33.5972 | -114.5717 | 882 S Intake Boulevard | Blythe | CA | 92225 | Riverside | WECC | CISO | California Independent System Operator | Solar | Solar Photovoltaic | 1 | VSPV | 1.5 | 1.5 | 1.1 | NR | IPP Non-CHP | 12 | Q |  |  |  |  | 1.8 | [6 empty] | 2015
58292 | WECC | Jewish Community Center PV | 61012 | AES Distributed Energy | 33.6031 | -111.9247 | 12701 N. Scottsdale Road | Scottsdale | AZ | 85254 | Maricopa | WECC | AZPS | Arizona Public Service Company | Solar | Solar Photovoltaic | 1 | JCC | 1.1 | 1.2 | 1.2 | NR | IPP Non-CHP | 0.48 | Q |  |  |  |  | 1.3 | [6 empty] | 2012
58293 | WECC | Paradise Valley H.S. PV | 61012 | AES Distributed Energy | 33.6416 | -111.9997 | 3950 E Bell Rd | Phoenix | AZ | 85032 | Maricopa | WECC | AZPS | Arizona Public Service Company | Solar | Solar Photovoltaic | 1 | PVH | 1.3 | 1.4 | 1.4 | NR | IPP Non-CHP | 0.48 | Q |  |  |  |  | 1.6 | [6 empty] | 2013
58297 | WECC | Roll Delano | 57128 | Bloom Energy | 35.7342 | -119.2367 | 1901 South Lexington Street | Delano | CA | 93215 | Kern | WECC | CISO | California Independent System Operator | Natural Gas | Other Natural Gas | 1 | ROL4 | 1.2 | 1.2 | 1.2 | NR | IPP Non-CHP | 0.48 | COM | [11 empty] | 2012
58299 | WECC | Xilinx San Jose | 57128 | Bloom Energy | 37.2528 | -121.9342 | 2100 All Programmable Drive | San Jose | CA | 95124 | Santa Clara | WECC | CISO | California Independent System Operator | Natural Gas | Other Natural Gas | 1 | XLX01 | 1 | 1 | 1 | NR | IPP Non-CHP | 0.48 | COM | [11 empty] | 2018
58302 | WECC | Life Technologies Carlsbad | 57128 | Bloom Energy | 33.1372 | -117.2869 | 5781 Van Alley Way | Carlsbad | CA | 92008 | San Diego | WECC | CISO | California Independent System Operator | Natural Gas | Other Natural Gas | 1 | LFT | 1.1 | 1 | 1 | NR | IPP Non-CHP | 0.48 | COM | [11 empty] | 2012
58304 | WECC | Kingsburg Solar | 60281 | Altus Power America Management, LLC | 36.5053 | -119.5403 | 39320 Clarkson Drive | Kingsburg | CA | 93631 | Tulare | WECC | CISO | California Independent System Operator | Solar | Solar Photovoltaic | 3 | 1; 2; 3 | 3.7 | 3.7 | 3.7 | NR | IPP Non-CHP | 12.47 | Q |  |  |  |  | 4.2 | [6 empty] | 2013
58306 | WECC | Exeter Solar | 60281 | Altus Power America Management, LLC | 36.2675 | -119.1286 | 19995 Avenue 264 | Exeter | CA | 93221 | Tulare | WECC | CISO | California Independent System Operator | Solar | Solar Photovoltaic | 3 | 1; 2; 3 | 3.5 | 3.5 | 3.5 | NR | IPP Non-CHP | 12.47 | Q |  |  |  |  | 4.2 | [6 empty] | 2014
58307 | WECC | Ivanhoe Solar | 60281 | Altus Power America Management, LLC | 36.3875 | -119.255 | 14348 Avenue 328 | Visalia | CA | 93292 | Tulare | WECC | CISO | California Independent System Operator | Solar | Solar Photovoltaic | 3 | 1; 2; 3 | 3.5 | 3.5 | 3.5 | NR | IPP Non-CHP | 12.47 | Q |  |  |  |  | 4.2 | [6 empty] | 2014
58308 | WECC | Lindsay Solar | 60281 | Altus Power America Management, LLC | 36.2119 | -119.1339 | 19796 Avenue 232 | Lindsay | CA | 93247 | Tulare | WECC | CISO | California Independent System Operator | Solar | Solar Photovoltaic | 3 | 1; 3; 4 | 4 | 4 | 4 | NR | IPP Non-CHP | 12.47 | Q |  |  |  |  | 4.8 | [6 empty] | 2014
58309 | WECC | Porterville Solar | 60281 | Altus Power America Management, LLC | 36.1028 | -119.0397 | 2013 N. Main St. | Porterville | CA | 93257 | Tulare | WECC | CISO | California Independent System Operator | Solar | Solar Photovoltaic | 3 | 1; 2; 5 | 3.5 | 3.5 | 3.5 | NR | IPP Non-CHP | 12.47 | Q |  |  |  |  | 4.2 | [6 empty] | 2014
58310 | MISO | Lake Charles Plant | 58287 | Rain CII Carbon LLC | 30.1489 | -93.3356 | 1920 Pak Tank Rd. | Sulphur | LA | 70665 | Calcasieu | SERC | MISO | Midcontinent Independent Transmission System Operator, Inc.. | Other | All Other | 1 | G-1 | 36.4 | 28 | 28 | NR | Industrial Non-CHP | 69 | IND | [11 empty] | 2012
58319 | WECC | Patua Acquisition Project, LLC | 58245 | Patua Acquisition Company, LLC | 39.5858 | -119.0731 | 17388 Patua Road | Hazen | NV | 89408 | Churchill | WECC | NEVP | Nevada Power Company | Mixed | Geothermal; Solar Photovoltaic | 4 | 1; 3; 5; PV-01 | 58.6 | 40.6 | 40.6 | NR | IPP Non-CHP | 120 | Q |  |  |  |  | 14.5 | Y | [5 empty] | 2013
58320 | WECC | G2 Energy Hay Rd | 56440 | G2 Energy LLC | 38.3147 | -121.8336 | 6426 Hay Rd | Vacaville | CA | 95667 | Solano | WECC | CISO | California Independent System Operator | Other | Landfill Gas | 1 | 362 | 1.6 | 1.5 | 1.5 | NR | IPP Non-CHP | 12.47 | Q | [11 empty] | 2013
58322 | SPP | Prairie Breeze | 59139 | SunEdison LLC | 41.9517 | -98.0767 | 52061 Hwy 70 Elgin | Elgin | NE | 68636 | Antelope | MRO | SWPP | Southwest Power Pool | Wind | Onshore Wind Turbine | 1 | 1 | 206.5 | 200.6 | 200.6 | NR | IPP Non-CHP | 230 | Q |  | 118 | GE | 262.5 | [7 empty] | 2014
58324 | WECC | Vansycle II Wind Energy Center | 58298 | FPL Energy Stateline II Inc | 45.8992 | -118.5914 | 82108 Gerking Flat Road | Athena | OR | 97813 | Umatilla | WECC | PACW | PacifiCorp - West | Wind | Onshore Wind Turbine | 1 | SIE23 | 102.3 | 102.3 | 102.3 | NR | IPP Non-CHP | 230 | Q |  | 43 | Siemens | 262.4 | [7 empty] | 2009
58325 | SPP | Charles D. Lamb Energy Center | 14077 | Oklahoma Municipal Power Authority | 36.8139 | -97.1253 | 4250 W. Doolin Avenue | Ponca City | OK | 74601 | Kay | MRO | SWPP | Southwest Power Pool | Natural Gas | Natural Gas Fired Combustion Turbine | 1 | 1 | 122 | 122 | 122 | RE | Electric Utility | 345 | S | [11 empty] | 2015
58326 | PJM | PWD Northeast WPCP Biogas Cogen Plant | 56205 | Philadelphia Water Department | 39.9886 | -75.0833 | 3899 Richmond St | Philadelphia | PA | 19137 | Philadelphia | RFC | PJM | PJM Interconnection, LLC | Other | Other Waste Biomass | 4 | NBG1; NBG2; NBG3; NBG4 | 5.6 | 5.6 | 5.6 | NR | Commercial CHP | 13.2 | M | [11 empty] | 2013
58328 | PJM | North Chicago Energy Center | 58303 | Energy Systems Group LLC | 42.3064 | -87.8519 | 3001 Greenbay Rd | North Chicago | IL | 60064 | Lake | RFC | PJM | PJM Interconnection, LLC | Natural Gas | Natural Gas Fired Combustion Turbine | 2 | GT1; GT2 | 12.4 | 12.3 | 11.5 | NR | Commercial CHP | 4.16 | COM | [11 empty] | 2003
58329 | PJM | UMMS at Pocomoke | 58304 | Luminace Solar Maryland II, LLC | 38.0981 | -75.6111 | 33001 Costen Road | Pocomoke City | MD | 21851 | Somerset | RFC | PJM | PJM Interconnection, LLC | Solar | Solar Photovoltaic | 1 | PV1 | 2.8 | 2.8 | 2.8 | NR | IPP Non-CHP | 24.9 | Q |  |  |  |  | 3.7 | [6 empty] | 2013
58330 | MISO | The Andersons Albion Ethanol LLC | 58313 | The Andersons Albion Ethanol LLC | 42.2561 | -84.7883 | 26250 B Drive North | Albion | MI | 49224 | Calhoun | RFC | MISO | Midcontinent Independent Transmission System Operator, Inc.. | Natural Gas | Natural Gas Steam Turbine; Natural Gas Fired Combustion Turbine | 2 | 9611; CHP-1 | 10.1 | 7.2 | 9.2 | NR | Industrial CHP | 46 | IND | [11 empty] | 2006
58351 | MISO | Tuscola Bay Wind | 58340 | Tuscola Bay Wind LLC | 43.5253 | -83.65 | 4941 N Gera Road | Reese | MI | 48757 | Tuscola | RFC | MISO | Midcontinent Independent Transmission System Operator, Inc.. | Wind | Onshore Wind Turbine | 1 | GE16 | 120 | 120 | 120 | NR | IPP Non-CHP | 138 | Q |  | 75 | GE | 262.5 | [7 empty] | 2012
58352 | WECC | McKinley Paper Co. - Washington Mill | 58341 | McKinley Paper Co. - Washington Mill | 48.1347 | -123.4656 | 1815 Marine Drive | Port Angeles | WA | 98363 | Clallam | WECC | BPAT | Bonneville Power Administration | Other | Wood/Wood Waste Biomass | 1 | G-11A | 12.6 | 12 | 12 | NR | Industrial Non-CHP | 69 | IND | [11 empty] | 2022
58354 | WECC | Radiance Solar 4 | 60025 | Greenbacker Renewable Energy Corporation | 34.6656 | -118.2881 | 43050 90th Street West | Lancaster | CA | 93536 | Los Angeles | WECC | CISO | California Independent System Operator | Solar | Solar Photovoltaic | 1 | 1 | 1.5 | 1.5 | 1.5 | NR | IPP Non-CHP | 12 | Q |  |  |  |  | 1.8 | [6 empty] | 2013
58355 | WECC | Radiance Solar 5 | 60025 | Greenbacker Renewable Energy Corporation | 34.6656 | -118.2869 | 43052 90th Street West | Lancaster | CA | 93536 | Los Angeles | WECC | CISO | California Independent System Operator | Solar | Solar Photovoltaic | 1 | 1 | 1.5 | 1.5 | 1.5 | NR | IPP Non-CHP | 12 | Q |  |  |  |  | 1.8 | [6 empty] | 2013
58356 | PJM | The Lawrenceville School Solar Facility | 63068 | CVI CleanCapital Solar 4 LLC | 40.3014 | -74.7221 | 2500 Main Street | Lawrenceville | NJ | 8648 | Mercer | RFC | PJM | PJM Interconnection, LLC | Solar | Solar Photovoltaic | 1 | TLS | 5.2 | 5.2 | 5.2 | NR | IPP Non-CHP | 13 | Q |  |  |  |  | 6.1 | Y | [5 empty] | 2012
58357 | PJM | Amazon | 63068 | CVI CleanCapital Solar 4 LLC | 40.5664 | -74.2214 | 380 Middlesex Avenue | Carteret | NJ | 7008 | Middlesex | RFC | PJM | PJM Interconnection, LLC | Solar | Solar Photovoltaic | 1 | WR | 4.2 | 4.2 | 4.2 | NR | Commercial Non-CHP | 13 | Q |  |  |  |  | 4.9 | [6 empty] | 2011
58358 | PJM | North Jersey Media Group Solar Facility | 63068 | CVI CleanCapital Solar 4 LLC | 40.9242 | -74.4947 | 100 Commons Way | Rockaway Township | NJ | 7866 | Morris | RFC | PJM | PJM Interconnection, LLC | Solar | Solar Photovoltaic | 1 | NJMG | 4.1 | 4.1 | 4.1 | NR | Commercial Non-CHP | 15 | Q |  |  |  |  | 4.9 | [6 empty] | 2013
58359 | PJM | Corning Pharmaceutical Glass | 63068 | CVI CleanCapital Solar 4 LLC | 39.4967 | -75.0186 | 537 Crystal Avenue | Vineland | NJ | 8360 | Cumberland | RFC | PJM | PJM Interconnection, LLC | Solar | Solar Photovoltaic | 1 | GG | 2.3 | 2.3 | 2.3 | NR | Commercial Non-CHP | 13 | Q |  |  |  |  | 2.8 | [6 empty] | 2012
58360 | PJM | Atlantic Coast Freezers Solar Facility | 63068 | CVI CleanCapital Solar 4 LLC | 39.5199 | -75.029 | 2192 N West Blvd | Vineland | NJ | 8360 | Cumberland | RFC | PJM | PJM Interconnection, LLC | Solar | Solar Photovoltaic | 1 | ACF | 2 | 2 | 2 | NR | Commercial Non-CHP | 12.47 | Q |  |  |  |  | 2.2 | Y | [5 empty] | 2012
58361 | PJM | Williams-Sonoma Solar Facility | 63068 | CVI CleanCapital Solar 4 LLC | 40.3878 | -74.4553 | 340 Middlesex Center Blvd | Jamesburg | NJ | 8831 | Middlesex | RFC | PJM | PJM Interconnection, LLC | Solar | Solar Photovoltaic | 1 | WS | 3 | 3 | 3 | NR | Commercial Non-CHP | 13 | Q |  |  |  |  | 3.6 | [6 empty] | 2011
58363 | SPP | Majestic II Wind | 58353 | NextEra Energy Majestic Wind | 35.386 | -101.5786 | 580 FM 1342 | Panhandle | TX | 79068 | Carson | TRE | SWPP | Southwest Power Pool | Wind | Onshore Wind Turbine | 1 | WND1 | 79.6 | 79.6 | 79.6 | NR | IPP Non-CHP | 115 | Q |  | 51 | GE | 262.5 | [7 empty] | 2012
58364 | PJM | Tissington Solar | 61944 | MN8 Energy LLC | 41.2003 | -74.4919 | 200 State Rt 94 | Vernon Township | NJ | 7462 | Sussex | RFC | PJM | PJM Interconnection, LLC | Solar | Solar Photovoltaic | 1 | MC | 3 | 3 | 3 | NR | IPP Non-CHP | 12.47 | Q |  |  |  |  | 3.6 | [6 empty] | 2019
58366 | WECC | Atwell Island | 58355 | SPS Atwell Island LLC | 35.895 | -119.5108 | 1598 Road 48 | Alpaugh | CA | 93201 | Tulare | WECC | CISO | California Independent System Operator | Solar | Solar Photovoltaic | 1 | 1 | 20.2 | 15.7 | 12.48 | NR | IPP Non-CHP | 115 | Q |  |  |  |  | 23.5 | [6 empty] | 2013
58370 | WECC | Gridley Main | 60281 | Altus Power America Management, LLC | 39.3733 | -121.6842 | 1898 Highway 99 | Gridley | CA | 95948 | Butte | WECC | CISO | California Independent System Operator | Solar | Solar Photovoltaic | 1 | GEN1 | 1 | 1 | 1 | NR | IPP Non-CHP | 12.47 | Q |  |  |  |  | 1.2 | Y | [5 empty] | 2013
58371 | WECC | Gridley Main Two | 60281 | Altus Power America Management, LLC | 39.3733 | -121.6817 | 1898 Highway 99 | Gridley | CA | 95948 | Butte | WECC | CISO | California Independent System Operator | Solar | Solar Photovoltaic | 1 | GEN1 | 2.5 | 2.5 | 2.5 | NR | IPP Non-CHP | 12.47 | Q |  |  |  |  | 3 | Y | [5 empty] | 2013
58373 | WECC | White River Solar | 56769 | Consolidated Edison Development Inc. | 35.8714 | -119.4625 | 5301-B Avenue 50 | Alpaugh | CA | 93201 | Tulare | WECC | CISO | California Independent System Operator | Solar | Solar Photovoltaic | 1 | WRCA | 20 | 20 | 20 | NR | IPP Non-CHP | 115 | Q |  |  |  |  | 26 | Y | [5 empty] | 2013
58374 | WECC | Corcoran Solar | 56769 | Consolidated Edison Development Inc. | 36.1383 | -119.5733 | 6658-B Nevada Ave. | Corcoran | CA | 93212 | Kings | WECC | CISO | California Independent System Operator | Solar | Solar Photovoltaic | 1 | CSCA | 20 | 20 | 20 | NR | IPP Non-CHP | 115 | Q |  |  |  |  | 26 | Y | [5 empty] | 2013
58375 | PJM | Triton East and West Cogen | 58361 | Triton College | 41.9169 | -87.8456 | 2000 Fifth Ave. | River Grove | IL | 60171 | Cook | RFC | PJM | PJM Interconnection, LLC | Natural Gas | Natural Gas Internal Combustion Engine | 5 | 1; 2; 3; 4; 5 | 3.6 | 3.6 | 3.5 | NR | Commercial CHP | 4.16 | Q | [11 empty] | 1998
58376 | WECC | Oakley Solar Project | 58363 | Oakley Solar Project LLC | 38.0017 | -121.7478 | 5220 Neroly Road | Oakley | CA | 94561 | Contra Costa | WECC | CISO | California Independent System Operator | Solar | Solar Photovoltaic | 1 | 1 | 1.5 | 1.5 | 1.5 | NR | Commercial Non-CHP | 21 | COM |  |  |  |  | 1.7 | [6 empty] | 2013
58377 | PJM | Rochelle Energy Center | 63199 | Frontier Operation Services | 41.9247 | -88.9986 | 157 Mulford Rd. | Rochelle | IL | 61068 | Ogle | RFC | PJM | PJM Interconnection, LLC | Other | Landfill Gas | 3 | REC1; REC2; REC3 | 4.8 | 4.8 | 4.8 | NR | IPP Non-CHP | 138 | Q | [11 empty] | 2011
58379 | WECC | Cold Canyon 1 | 58366 | Toro Energy of California SLO | 35.1867 | -120.5994 | 2268 Carpenter Canyon | San Luis Obispo | CA | 93401 | San Luis Obispo | WECC | CISO | California Independent System Operator | Other | Landfill Gas | 1 | W3998 | 1.5 | 1.5 | 1.5 | NR | IPP Non-CHP | 12 | Q | [11 empty] | 2013
58381 | PJM | Bryan Solar Field | 2439 | City of Bryan - (OH) | 41.4764 | -84.5861 | 12450 State RT 34 | Bryan | OH | 43506 | Williams | RFC | PJM | PJM Interconnection, LLC | Solar | Solar Photovoltaic | 1 | 1 | 2.1 | 1.8 | 1.4 | RE | Electric Utility | 12.47 | M | PJM AEP Dayton |  |  |  | 2.1 | [6 empty] | 2012
58382 | WECC | Threemile Digester | 66969 | TMF-RIG, LLC | 45.71 | -119.9011 | 75906 Threemile Road | Boardman | OR | 97818 | Morrow | WECC | PACW | PacifiCorp - West | Natural Gas | Natural Gas Internal Combustion Engine | 3 | GEN1; GEN2; GEN3 | 4.8 | 4.8 | 4.8 | NR | IPP CHP | 34.5 | Q | [11 empty] | 2012
58383 | WECC | Hyder II Hybrid | 803 | Arizona Public Service Co | 33.027 | -113.3489 | 75100 E County 14 1/2 St | Hyder | AZ | 85333 | Yuma | WECC | AZPS | Arizona Public Service Company | Mixed | Batteries; Solar Photovoltaic | 2 | H214M; PV1 | 28 | 28 | 28 | RE | Electric Utility | 12.47 | I |  |  |  |  | 21 | Y |  | 42 | 14 | 14 | LIB | 2013
58384 | WECC | Fargo Drop | 58372 | Riverside Investments LLC | 43.625 | -116.8997 | 17456 Garnet Rd | Wilder | ID | 83676 | Canyon | WECC | IPCO | Idaho Power Company | Other | Conventional Hydroelectric | 1 | GEN1 | 1.1 | 1.1 | 0 | NR | IPP Non-CHP | 12.5 | Q | [11 empty] | 2013
58386 | PJM | CU Solar Plant | 58373 | CU Solar LLC | 39.7419 | -83.8169 | There is no address | Cedarville | OH | 45314 | Greene | RFC | PJM | PJM Interconnection, LLC | Solar | Solar Photovoltaic | 1 | CU | 1.8 | 1.8 | 1.8 | NR | IPP Non-CHP | 12.47 | Q |  |  |  |  | 2.2 | [6 empty] | 2013
58388 | WECC | Solar Star 1 | 59873 | Solar Star California XIX, LLC | 34.8181 | -118.4036 | 15637 Avenue A | Rosamond | CA | 93560 | Kern | WECC | CISO | California Independent System Operator | Solar | Solar Photovoltaic | 7 | AVS1; SS11; SS12; SS13; SS14; SS15; SS16 | 318 | 309.9 | 309.9 | NR | IPP Non-CHP | 230 | Q |  |  |  |  | 397.9 | Y | [5 empty] | 2014
58389 | WECC | Solar Star 2 | 59872 | Solar Star California XX, LLC | 34.8486 | -118.3528 | 11936 Rosamond Blvd | Rosamond | CA | 93560 | Kern | WECC | CISO | California Independent System Operator | Solar | Solar Photovoltaic | 6 | AVS2; SS21; SS22; SS23; SS24; SS25 | 279 | 275 | 275 | NR | IPP Non-CHP | 230 | Q |  |  |  |  | 349.5 | Y | [5 empty] | 2014
58391 | MISO | IND Community Solar Farm 1st Phase | 63249 | Terraform Arcadia | 39.6952 | -86.3155 | 4450 West Perimeter Road | Indianapolis | IN | 46231 | Marion | RFC | MISO | Midcontinent Independent Transmission System Operator, Inc.. | Solar | Solar Photovoltaic | 1 | 1 | 10 | 10 | 10 | NR | IPP Non-CHP | 13.2 | Q |  |  |  |  | 12.5 | [6 empty] | 2013
58392 | WECC | Flint Creek Hydroelectric LLC | 9370 | Hydrodynamics Inc | 46.2275 | -113.2947 | 111 Power Plant Rd | Philipsburg | MT | 59858 | Granite | WECC | NWMT | NorthWestern Energy (NWMT) | Other | Conventional Hydroelectric | 1 | GEN1 | 2 | 2 | 2 | NR | IPP Non-CHP | 25 | Q | [11 empty] | 2013
58394 | WECC | Alta Wind X | 58379 | Alta Wind X, LLC | 35.06 | -118.2 | 8650 Oak Creek Road | Mojave | CA | 93501 | Kern | WECC | CISO | California Independent System Operator | Wind | Onshore Wind Turbine | 1 | AW10 | 138 | 138 | 138 | NR | IPP Non-CHP | 230 | Q |  | 48 | GE | 262 | [7 empty] | 2014
58395 | WECC | Alta Wind XI | 58380 | Alta Wind XI, LLC | 35.065 | -118.39 | 8650 Oak Creek Road | Mojave | CA | 93501 | Kern | WECC | CISO | California Independent System Operator | Wind | Onshore Wind Turbine | 1 | AW11 | 90 | 90 | 90 | NR | IPP Non-CHP | 230 | Q |  | 48 | GE | 262.4 | [7 empty] | 2014
58397 | WECC | Ameresco Johnson Canyon | 58382 | Ameresco Johnson Canyon LLC | 36.5342 | -121.4086 | 31400 Johnson Canyon | Gonzales | CA | 93926 | Monterey | WECC | CISO | California Independent System Operator | Other | Landfill Gas | 1 | ENG1 | 1.4 | 1.4 | 1.4 | NR | IPP Non-CHP | 12 | Q | [11 empty] | 2013
58398 | WECC | Heber Solar | 60898 | Axium US Solar Holdings LLC | 32.7125 | -115.5406 | 855B Dogwood Road | Heber | CA | 92249 | Imperial | WECC | IID | Imperial Irrigation District | Solar | Solar Photovoltaic | 1 | 1 | 10.9 | 10 | 8.2 | NR | IPP Non-CHP | 92 | Q |  |  |  |  | 13.1 | Y | [5 empty] | 2014
58402 | PJM | Solar Star New Jersey NJ LLC | 58387 | Solar Star New Jersey VI LLC | 40.4015 | -74.6697 | 100 Business Park Drive | Skillman | NJ | 8558 | Somerset | RFC | PJM | PJM Interconnection, LLC | Solar | Solar Photovoltaic | 1 | 1 | 1.5 | 1.5 | 1.5 | NR | IPP Non-CHP | 13.2 | Q |  |  |  |  | 1.7 | Y | [5 empty] | 2012
58404 | SPP | Pantex | 58388 | Pantex (NNSA) | 35.3228 | -101.5325 | FM 2373 and Highway 60 | Amarillo | TX | 79120 | Carson | MRO | SWPP | Southwest Power Pool | Wind | Onshore Wind Turbine | 1 | 1 | 11.5 | 11.5 | 11.5 | NR | Commercial Non-CHP | 115 | F |  | 5 | Siemens | 262.4 | [7 empty] | 2014
58407 | MISO | Luther College Wind Project | 58389 | Luther College Wind Energy Project LLC | 43.3269 | -91.8108 | 2555 U.S. Highway 52 | Decorah | IA | 52101 | Winneshiek | MRO | MISO | Midcontinent Independent Transmission System Operator, Inc.. | Wind | Onshore Wind Turbine | 1 | WTG01 | 1.6 | 1.6 | 1.6 | NR | IPP Non-CHP | 13.8 | Q |  | 1 | GE | 262.4 | [7 empty] | 2011
58408 | PJM | Maryland Solar | 61230 | Arevon Energy, Inc. | 39.5631 | -77.7203 | 18695 Roxbury Road | Hagerstown | MD | 21746 | Washington | RFC | PJM | PJM Interconnection, LLC | Solar | Solar Photovoltaic | 1 | MSH1 | 27 | 20.9 | 20.9 | NR | IPP Non-CHP | 34.5 | Q |  |  |  |  | 29.1 | [6 empty] | 2013
58413 | WECC | Copper Crossing Energy and Research Cent | 16572 | Salt River Project | 33.1551 | -111.4836 | 8125 E. Bella Vista Rd | Florence | AZ | 85143 | Pinal | WECC | SRP | Salt River Project | Natural Gas | Natural Gas Fired Combustion Turbine | 2 | CXGT1; CXGT2 | 99.8 | 88 | 98 | RE | Electric Utility | 230 | P | [11 empty] | 2024
58414 | MISO | NLMU Wind | 13468 | New London Municipal Utilities | 40.955 | -91.3944 | 2423 Racine Ave. | New London | IA | 52645 | Henry | MRO | MISO | Midcontinent Independent Transmission System Operator, Inc.. | Wind | Onshore Wind Turbine | 1 | NLMU | 1.5 | 1.5 | 1.5 | RE | Electric Utility | 7.62 | M |  | 1 | VENSYS | 279 | [7 empty] | 2011
58416 | PJM | Headwaters Wind Farm LLC | 58412 | Headwaters Wind Farm LLC | 40.0667 | -85.0133 | 1101 Rainbow Drive | Winchester | IN | 47394 | Randolph | RFC | PJM | PJM Interconnection, LLC | Wind | Onshore Wind Turbine | 1 | 1 | 200 | 200 | 200 | NR | IPP Non-CHP | 345 | Q |  | 100 | Vestas | 311 | [7 empty] | 2014
58417 | WECC | Lone Valley Solar Park I LLC | 58413 | Lone Valley Solar Park I LLC | 34.3981 | -116.8655 | 7950 Camp Rock Road | Lucerne Valley | CA | 92356 | San Bernardino | WECC | CISO | California Independent System Operator | Solar | Solar Photovoltaic | 1 | CP1 | 10 | 10 | 10 | NR | IPP Non-CHP | 33 | Q |  |  |  |  | 12.2 | Y | [5 empty] | 2014
58418 | WECC | Victor Dry Farm Ranch A | 61012 | AES Distributed Energy | 34.5011 | -117.4667 | White Rd. and Dos Palmas Road | Victorville | CA | 92392 | San Bernardino | WECC | CISO | California Independent System Operator | Solar | Solar Photovoltaic | 1 | 1 | 5 | 5 | 4 | NR | IPP Non-CHP | 12.47 | Q |  |  |  |  | 6 | [6 empty] | 2015
58419 | WECC | Victor Dry Farm Ranch B | 61012 | AES Distributed Energy | 34.4978 | -117.4711 | White Rd & Maricopa Rd | Victorville | CA | 92392 | San Bernardino | WECC | CISO | California Independent System Operator | Solar | Solar Photovoltaic | 1 | 1 | 5 | 5 | 4 | NR | IPP Non-CHP | 12.47 | Q |  |  |  |  | 5.6 | [6 empty] | 2015
58420 | PJM | Hamilton Liberty | 58417 | Hamilton Liberty O&M LLC | 41.7675 | -76.39 | 1 Liberty Lane | Towanda | PA | 18848 | Bradford | RFC | PJM | PJM Interconnection, LLC | Natural Gas | Natural Gas Fired Combined Cycle | 2 | GEN1; GEN2 | 870 | 765 | 850 | NR | IPP Non-CHP | 230 | Q | 1218914170; 1218914171 | [10 empty] | 2016
58422 | WECC | CSU Northridge Plant | 58416 | California State University, Northridge | 34.2433 | -118.5306 | 18111 Nordhoff Street | Northridge | CA | 91330 | Los Angeles | WECC | LDWP | Los Angeles Department of Water and Power | Solar | Solar Photovoltaic | 2 | B2PV; E6PV | 0.6 | 0.4 | 0.3 | NR | Commercial Non-CHP | 35 | S |  |  |  |  | 0.7 | [6 empty] | 2003
58426 | PJM | Hamilton Patriot Generation Plant | 64025 | Hamilton Operating Services, LLC | 41.1808 | -76.8392 | 50 Patriot Lane | Montgomery | PA | 17752 | Lycoming | RFC | PJM | PJM Interconnection, LLC | Natural Gas | Natural Gas Fired Combined Cycle | 2 | GEN1; GEN2 | 870 | 795 | 906 | NR | IPP Non-CHP | 230 | Q | [11 empty] | 2016
58427 | MISO | Lansing BWL REO Town Plant | 56155 | Lansing Board of Water and Light | 42.7197 | -84.5517 | 1201 South Washington | Lansing | MI | 48910 | Ingham | RFC | MISO | Midcontinent Independent Transmission System Operator, Inc.. | Natural Gas | Natural Gas Fired Combined Cycle | 3 | CTG1; CTG2; ST | 98 | 74.9 | 100.2 | RE | Electric Utility | 138 | M | [11 empty] | 2013
58428 | MISO | LSU Cogen | 58425 | LSU and A&M College | 30.4106 | -91.1814 | South Stadium Drive | Baton Rouge | LA | 70803 | East Baton Rouge | SERC | MISO | Midcontinent Independent Transmission System Operator, Inc.. | Natural Gas | Natural Gas Fired Combustion Turbine | 1 | 1-02 | 19.6 | 20.6 | 20.6 | NR | Commercial CHP | 13.8 | S | [11 empty] | 2004
58429 | WECC | Sunshine Gas Producers | 58426 | Sunshine Gas Producers LLC | 34.3357 | -118.5192 | 14747 San Fernando Road, Build | Sylmar | CA | 91342 | Los Angeles | WECC | CISO | California Independent System Operator | Other | Landfill Gas | 5 | 1; 2; 3; 4; 5 | 23 | 20 | 20 | NR | IPP Non-CHP | 66 | I | [11 empty] | 2014
58430 | WECC | Centinela Solar Energy | 61230 | Arevon Energy, Inc. | 32.6869 | -115.6478 | 319 Brockman Road | Calexico | CA | 92231 | Imperial | WECC | CISO | California Independent System Operator | Solar | Solar Photovoltaic | 6 | CSE1; CSE2; CSE3; CSE4; CSE5; CSE6 | 174.8 | 170 | 170 | NR | IPP Non-CHP | 230 | Q |  |  |  |  | 252.9 | Y | [5 empty] | 2013
58432 | WECC | Glass House Camarillo Cultivation | 64570 | Glass House Camarillo Cultivation | 34.1797 | -119.0831 | 645 W Laguna Road | Camarillo | CA | 93012 | Ventura | WECC | CISO | California Independent System Operator | Natural Gas | Natural Gas Internal Combustion Engine | 3 | COG1; COG2; COG3 | 13.2 | 13.2 | 13.2 | NR | IPP CHP | 16.8 | COM | SCE | [10 empty] | 2012
58433 | PJM | Red Lion Energy Center | 57485 | Diamond State Generation Partners, LLC | 39.6101 | -75.6297 | 1493 River Road | New Castle | DE | 19720 | New Castle | RFC | PJM | PJM Interconnection, LLC | Natural Gas | Other Natural Gas | 6 | RED1; RED2; RED3; RED4; RED5; RED6 | 24.9 | 24.9 | 24.9 | NR | IPP Non-CHP | 135 | Q | [11 empty] | 2012
58434 | MISO | Red Rock Hydro Plant | 20421 | Western Minnesota Mun Pwr Agny | 41.3697 | -92.9808 | 1004 216th Place | Pella | IA | 50219 | Marion | MRO | MISO | Midcontinent Independent Transmission System Operator, Inc.. | Other | Conventional Hydroelectric | 2 | 1; 2 | 55.2 | 55 | 55 | RE | Electric Utility | 69 | P | [11 empty] | 2021
58435 | WECC | Ameresco Vasco Road | 58431 | Ameresco Vasco Road, LLC | 37.7544 | -121.7289 | 4001 North Vasco Road | Livermore | CA | 95336 | Alameda | WECC | CISO | California Independent System Operator | Other | Landfill Gas | 2 | ENG1; ENG2 | 4.4 | 4.2 | 4.2 | NR | IPP Non-CHP | 12 | Q | [11 empty] | 2014
58436 | WECC | Ameresco San Joaquin | 58432 | Ameresco San Joaquin, LLC | 38.0297 | -120.9297 | 6484 North Waverly Road | Linden | CA | 95326 | San Joaquin | WECC | CISO | California Independent System Operator | Other | Landfill Gas | 2 | ENG1; ENG2 | 4.4 | 4.2 | 4.2 | NR | IPP Non-CHP | 12.47 | Q | [11 empty] | 2014
58437 | WECC | Ameresco Forward | 58433 | Ameresco Forward, LLC | 37.8834 | -121.1851 | 9999 South Austin Road | Manteca | CA | 95336 | San Joaquin | WECC | CISO | California Independent System Operator | Other | Landfill Gas | 2 | ENG1; ENG2 | 4.4 | 4.2 | 4.2 | NR | IPP Non-CHP | 12 | Q | [11 empty] | 2014
58439 | PJM | Collinwood BioEnergy Facility | 58435 | Collinwood BioEnergy | 41.5556 | -81.5892 | 13550 Aspinwall Avenue | Cleveland | OH | 44110 | Cuyahoga | RFC | PJM | PJM Interconnection, LLC | Other | Other Waste Biomass | 1 | CBE01 | 1 | 1 | 1 | NR | Industrial Non-CHP | 10.1 | IND | [11 empty] | 2011
58441 | WECC | Swauk Wind LLC | 58430 | Gamesa Wind US LLC | 47.1392 | -120.7531 | 18511 Highway 10 | Thorp | WA | 98946 | Kittitas | WECC | PSEI | Puget Sound Energy | Wind | Onshore Wind Turbine | 1 | SW | 4.3 | 4.3 | 4.3 | NR | IPP Non-CHP | 34.5 | Q |  | 5 | Gamesa | 180 | [7 empty] | 2012
58443 | PJM | Martin Limestone Solar Array | 58438 | Sunstream Energy LLC | 40.106 | -76.0593 | 875 East Earl Road | New Holland | PA | 17557 | Lancaster | RFC | PJM | PJM Interconnection, LLC | Solar | Solar Photovoltaic | 1 | GEN1 | 1 | 1 | 1 | NR | Industrial Non-CHP | 12.48 | COM |  |  |  |  | 1.1 | [6 empty] | 2012
58444 | MISO | Junction Hilltop Wind Farm | 58439 | Junction Hilltop Management LLC | 42.0989 | -94.2692 | 850 Somerset Ave | Dana | IA | 50064 | Greene | MRO | MISO | Midcontinent Independent Transmission System Operator, Inc.. | Wind | Onshore Wind Turbine | 1 | JHW | 8 | 8 | 8 | NR | IPP Non-CHP | 12.47 | Q |  | 5 | GE | 262.4 | [7 empty] | 2012
58445 | WECC | Arrache 4006 | 58440 | CD US Solar MT 2 LLC | 34.655 | -118.0511 | 4291 E Ave | Palmdale | CA | 93552 | Los Angeles | WECC | CISO | California Independent System Operator | Solar | Solar Photovoltaic | 2 | 1; 2 | 2 | 2 | 2 | NR | IPP Non-CHP | 12 | Q |  |  |  |  | 2.6 | Y | [5 empty] | 2013
58446 | WECC | Arrache 4013 | 58440 | CD US Solar MT 2 LLC | 34.6506 | -118.0519 | 42170 40th Street East | Palmdale | CA | 93552 | Los Angeles | WECC | CISO | California Independent System Operator | Solar | Solar Photovoltaic | 1 | 1 | 1.5 | 1.5 | 1.5 | NR | IPP Non-CHP | 12 | Q |  |  |  |  | 2 | Y | [5 empty] | 2013
58447 | WECC | Arrache 8083 | 58440 | CD US Solar MT 2 LLC | 34.6478 | -118.0611 | 42051 40th Street East | Palmdale | CA | 93552 | Los Angeles | WECC | CISO | California Independent System Operator | Solar | Solar Photovoltaic | 3 | 1; 2; 3 | 4 | 4 | 4 | NR | IPP Non-CHP | 12 | Q |  |  |  |  | 5.4 | Y | [5 empty] | 2013
58448 | WECC | Nunn | 58440 | CD US Solar MT 2 LLC | 34.5092 | -117.1544 | 14129 Joshua Rd | Apple Valley | CA | 92307 | San Bernardino | WECC | CISO | California Independent System Operator | Solar | Solar Photovoltaic | 1 | 1 | 1 | 1 | 1 | NR | IPP Non-CHP | 12 | Q |  |  |  |  | 1.4 | Y | [5 empty] | 2013
58449 | WECC | Rutan | 58440 | CD US Solar MT 2 LLC | 34.6439 | -118.1631 | 20th Street West & West Ave M | Palmdale | CA | 93551 | Los Angeles | WECC | CISO | California Independent System Operator | Solar | Solar Photovoltaic | 3 | 1; 2; 3 | 4 | 4 | 4 | NR | IPP Non-CHP | 12 | Q |  |  |  |  | 5.1 | Y | [5 empty] | 2014
58450 | WECC | Vinam | 58440 | CD US Solar MT 2 LLC | 34.6689 | -118.0614 | 43252 40th Street East | Lancaster | CA | 93535 | Los Angeles | WECC | CISO | California Independent System Operator | Solar | Solar Photovoltaic | 1 | 1 | 1.5 | 1.5 | 1.5 | NR | IPP Non-CHP | 12 | Q |  |  |  |  | 2 | Y | [5 empty] | 2013
58451 | WECC | Ma | 58440 | CD US Solar MT 2 LLC | 34.6953 | -118.0625 | 4016 East Lancaster Blvd | Lancaster | CA | 93535 | Los Angeles | WECC | CISO | California Independent System Operator | Solar | Solar Photovoltaic | 1 | 1 | 1.5 | 1.5 | 1.5 | NR | IPP Non-CHP | 12 | Q |  |  |  |  | 2 | Y | [5 empty] | 2013
58452 | WECC | Horn | 58440 | CD US Solar MT 2 LLC | 34.7089 | -118.2742 | 8101 80th Ave W | Lancaster | CA | 93536 | Los Angeles | WECC | CISO | California Independent System Operator | Solar | Solar Photovoltaic | 1 | 1 | 1.5 | 1.5 | 1.5 | NR | IPP Non-CHP | 12 | Q |  |  |  |  | 2 | Y | [5 empty] | 2013
58454 | WECC | Watts 3115 | 58440 | CD US Solar MT 2 LLC | 34.6008 | -117.6422 | 1255 El Mirage Road | Adelanto | CA | 92301 | San Bernardino | WECC | CISO | California Independent System Operator | Solar | Solar Photovoltaic | 2 | 1; 2 | 2 | 2 | 2 | NR | IPP Non-CHP | 12 | Q |  |  |  |  | 2.7 | Y | [5 empty] | 2013
58455 | WECC | 45 Mile Hydroelectric Project | 58443 | EBD Hydro LLC | 44.5281 | -121.1528 | 1057 SW Holly Lane #2 | Culver | OR | 97734 | Jefferson | WECC | PACW | PacifiCorp - West | Other | Conventional Hydroelectric | 3 | 0001; 0002; 0003 | 3 | 3 | 3 | NR | IPP Non-CHP | 12.48 | Q | [11 empty] | 2015
58456 | MISO | Cumberland Rose | 58444 | Cumberland Rose Wind Energy, LLC | 41.2269 | -94.4347 | 2917 Orange Avenue | Orient | IA | 50858 | Adair | MRO | MISO | Midcontinent Independent Transmission System Operator, Inc.. | Wind | Onshore Wind Turbine | 1 | 1 | 1.6 | 1.6 | 1.6 | NR | IPP Non-CHP | 12.47 | Q |  | 1 | GE | 262.5 | [7 empty] | 2012
58457 | MISO | Fontanelle | 58445 | Forward Fontanelle Power, LLC | 41.3389 | -94.57 | 2155 Fontanelle Road | Fontanelle | IA | 50846 | Adair | MRO | MISO | Midcontinent Independent Transmission System Operator, Inc.. | Wind | Onshore Wind Turbine | 1 | 1 | 1.6 | 1.6 | 1.6 | NR | IPP Non-CHP | 12.47 | Q |  | 1 | GE | 262.5 | [7 empty] | 2012
58458 | MISO | Greenfield Wind | 58446 | Greenfield Wind Power, LLC | 41.29 | -94.485 | 2101 250th St. | Greenfield | IA | 50849 | Adair | MRO | MISO | Midcontinent Independent Transmission System Operator, Inc.. | Wind | Onshore Wind Turbine | 1 | 1 | 1.6 | 1.6 | 1.6 | NR | IPP Non-CHP | 12.47 | Q |  | 1 | GE | 262.5 | [7 empty] | 2012
58459 | MISO | Meadow Ridge | 58447 | Meadow Ridge Wind Energy, LLC | 41.39 | -94.4458 | 2325 180th St. | Greenfield | IA | 50849 | Adair | MRO | MISO | Midcontinent Independent Transmission System Operator, Inc.. | Wind | Onshore Wind Turbine | 1 | 1 | 1.6 | 1.6 | 1.6 | NR | IPP Non-CHP | 12.47 | Q |  | 1 | GE | 262.5 | [7 empty] | 2012
58460 | MISO | Sky Volt | 58448 | Sky Volt, LLC | 41.29 | -94.485 | 2101 250th St. | Greenfield | IA | 50849 | Adair | MRO | MISO | Midcontinent Independent Transmission System Operator, Inc.. | Wind | Onshore Wind Turbine | 1 | 1 | 1.6 | 1.6 | 1.6 | NR | IPP Non-CHP | 12.47 | Q |  | 1 | GE | 262.5 | [7 empty] | 2012
58461 | MISO | Wiota | 58449 | Wiota Wind Energy, LLC #1 | 41.3919 | -94.8764 | 68776 Independence Rd | Wiota | IA | 50274 | Cass | MRO | MISO | Midcontinent Independent Transmission System Operator, Inc.. | Wind | Onshore Wind Turbine | 1 | 1 | 1.6 | 1.6 | 1.6 | NR | IPP Non-CHP | 12.47 | Q |  | 1 | GE | 262.5 | [7 empty] | 2012
58462 | WECC | McCoy Solar Energy Project Hybrid | 58451 | McCoy Solar, LLC | 33.6947 | -114.7397 | 1990 Dracker Drive | Blythe | CA | 92225 | Riverside | WECC | CISO | California Independent System Operator | Mixed | Solar Photovoltaic; Batteries | 9 | 1; BLK2; BLK3; BLK4; BLK5; BLK6; BLK7; BLK8; MCST1 | 500.6 | 500.6 | 500.6 | NR | IPP Non-CHP | 230 | Q |  |  |  |  | 339.3 | Y |  | 920 | 230 | 230 | LIB | 2015
58463 | PJM | Herbert Farm Solar | 58452 | SMECO Solar LLC | 38.5456 | -76.7994 | 7761 Leonardtown Rd | Hughesville | MD | 20637 | Charles | RFC | PJM | PJM Interconnection, LLC | Solar | Solar Photovoltaic | 1 | 1 | 5.5 | 5.5 | 5.5 | RE | Electric Utility | 12 | C |  |  |  |  | 7 | [6 empty] | 2012
58464 | SPP | Broadview Energy Prime LLC | 57421 | Chopin Wind, LLC | 34.7469 | -103.325 | 1697 Curry Road 34 | Grady | NM | 88120 | Curry | MRO | SWPP | Southwest Power Pool | Wind | Onshore Wind Turbine | 1 | 0001 | 9.9 | 9.9 | 9.9 | NR | IPP Non-CHP | 69 | Q |  | 6 | Vestas | 262.4 | [7 empty] | 2014
58465 | SPP | Broadview Energy Prime 2 LLC | 57421 | Chopin Wind, LLC | 34.7281 | -103.305 | 1697 Curry Road 34 | Grady | NM | 88120 | Curry | MRO | SWPP | Southwest Power Pool | Wind | Onshore Wind Turbine | 1 | 0002 | 9.9 | 9.9 | 9.9 | NR | IPP Non-CHP | 69 | Q |  | 6 | Vestas | 262.4 | [7 empty] | 2014
58467 | WECC | Campo Verde Solar | 17650 | Southern Power Co | 32.7533 | -115.7264 | 1148 Liebert Road | El Centro | CA | 92249 | Imperial | WECC | CISO | California Independent System Operator | Solar | Solar Photovoltaic | 1 | CVS1 | 147.4 | 139 | 139 | NR | IPP Non-CHP | 230 | I |  |  |  |  | 201.9 | [6 empty] | 2013
58470 | WECC | C-Drop Hydro | 58459 | C-Drop | 42.1658 | -121.685 | 6640 Kid Lane | Klamath Falls | OR | 97603 | Klamath | WECC | PACW | PacifiCorp - West | Other | Conventional Hydroelectric | 1 | GEN1 | 1.1 | 1.1 | 0 | NR | IPP Non-CHP | 12.5 | Q | [11 empty] | 2012
58473 | PJM | Bruce A Henry Solar Farm | 5070 | Delaware Electric Cooperative | 38.664 | -75.4005 | 23031 East Trap Pond Road | Georgetown | DE | 19947 | Sussex | RFC | PJM | PJM Interconnection, LLC | Solar | Solar Photovoltaic | 1 | BHSF | 4 | 3.9 | 3 | RE | Electric Utility | 12.5 | C |  |  |  |  | 5.2 | [6 empty] | 2013
58474 | SPP | Buffalo Dunes Wind Project | 58461 | Buffalo Dunes Wind Project LLC | 37.6208 | -101.0761 | Haskell Co Rd | Satanta | KS | 67870 | Haskell | MRO | SWPP | Southwest Power Pool | Wind | Onshore Wind Turbine | 1 | GE1 | 249.8 | 249.8 | 249.8 | NR | IPP Non-CHP | 345 | Q |  | 135 | GE | 328 | [7 empty] | 2013
58476 | PJM | Dart Container Corp | 58463 | Dart Container Corp | 40.0865 | -76.176 | 60 east Main St | Leola | PA | 17540 | Lancaster | RFC | PJM | PJM Interconnection, LLC | Other | Landfill Gas | 2 | LFGT1; LFGT2 | 11.2 | 9.2 | 10.4 | NR | Industrial CHP | 138 | IND | [11 empty] | 2012
58477 | WECC | Las Vegas WPCF Solar Plant | 58464 | City of Las Vegas | 36.1344 | -115.0353 | 6005 Vegas Valley Dr | Las Vegas | NV | 89142 | Clark | WECC | NEVP | Nevada Power Company | Solar | Solar Photovoltaic | 1 | 1 | 3.3 | 3.3 | 3.3 | NR | IPP Non-CHP | 12.5 | M |  |  |  |  | 3.5 | Y | [5 empty] | 2013
58478 | MISO | LEPA Unit No. 1 | 26253 | Louisiana Energy & Power Authority | 29.6911 | -91.1928 | 1333 Youngs Road | Morgan City | LA | 70380 | St Mary | SERC | MISO | Midcontinent Independent Transmission System Operator, Inc.. | Natural Gas | Natural Gas Fired Combined Cycle | 2 | LEPA1; LEPA2 | 74.1 | 64 | 67 | RE | Electric Utility | 138 | P | LEPA.CC.MGC_01 | [10 empty] | 2016
58479 | SPP | SEV NM Phase 2 | 60281 | Altus Power America Management, LLC | 33.3511 | -104.5069 | 1200 W. Brasher Rd | Roswell | NM | 88201 | Chaves | WECC | SWPP | Southwest Power Pool | Solar | Solar Photovoltaic | 1 | NMP2 | 2 | 1.4 | 1.1 | NR | IPP Non-CHP | 12.47 | Q |  |  |  |  | 2.5 | [6 empty] | 2013
58480 | PJM | Plymouth Solar LLC | 58466 | SunEnergy1 | 35.875 | -76.7106 | Mackey's Rd and Industrial Par | Plymouth | NC | 27962 | Washington | SERC | PJM | PJM Interconnection, LLC | Solar | Solar Photovoltaic | 1 | 1 | 5.4 | 5 | 5 | NR | IPP Non-CHP | 34.5 | Q |  |  |  |  | 6.5 | [6 empty] | 2012
58481 | WECC | CSU Pueblo | 65242 | Scale Sustainable I, LLC | 38.3061 | -104.58 | 2200 Bonforte Boulevard | Pueblo | CO | 81001 | Pueblo | WECC | WACM | Western Area Power Administration - Rocky Mountain Region | Solar | Solar Photovoltaic | 1 | CSU1 | 1 | 1 | 0.8 | NR | Commercial Non-CHP | 13.2 | Q |  |  |  |  | 1.2 | N | [5 empty] | 2008
58483 | PJM | Tinton Falls Solar Farm | 58469 | Tinton Falls Solar | 40.2639 | -74.0842 | 99 Tormee Drive | Tinton Falls | NJ | 7712 | Monmouth | RFC | PJM | PJM Interconnection, LLC | Solar | Solar Photovoltaic | 1 | UNIT1 | 16 | 16 | 16 | NR | IPP Non-CHP | 34.5 | Q |  |  |  |  | 19 | [6 empty] | 2012
58486 | WECC | Picture Rocks Solar, LLC | 61944 | MN8 Energy LLC | 32.3697 | -111.2428 | 9000 N Sanders Rd | Marana | AZ | 85653 | Pima | WECC | TEPC | Tucson Electric Power Company | Solar | Solar Photovoltaic | 1 | 1 | 20 | 20 | 20 | NR | IPP Non-CHP | 46 | Q |  |  |  |  | 25.3 | Y | [5 empty] | 2012
58489 | WECC | Apex Solar PV Power Project | 17650 | Southern Power Co | 36.39 | -114.97 | 14005 Apex Power Pkwy | North Las Vegas | NV | 89165 | Clark | WECC | NEVP | Nevada Power Company | Solar | Solar Photovoltaic | 1 | 1 | 20 | 20 | 20 | NR | IPP Non-CHP | 69 | I |  |  |  |  | 24.8 | Y | [5 empty] | 2012
58490 | WECC | Spectrum Solar PV Power Project | 17650 | Southern Power Co | 36.23 | -114.87 | 4040 State Highway 147 | Las Vegas | NV | 89124 | Clark | WECC | NEVP | Nevada Power Company | Solar | Solar Photovoltaic | 1 | 1 | 30.2 | 30 | 30 | NR | IPP Non-CHP | 69 | I |  |  |  |  | 37.6 | Y | [5 empty] | 2013
58496 | MISO | Lincoln Solar | 58135 | Ecos Energy LLC | 41.4628 | -87.2603 | 8862 Grand Boulevard | Merrillville | IN | 46410 | Lake | RFC | MISO | Midcontinent Independent Transmission System Operator, Inc.. | Solar | Solar Photovoltaic | 1 | PV2 | 1.5 | 1.5 | 1.5 | NR | IPP Non-CHP | 13.2 | Q |  |  |  |  | 2 | [6 empty] | 2012
58497 | PJM | L&S Sweetners | 55858 | Energy Developments, Inc d/b/a EDL | 40.0906 | -76.1456 | 388 E. Main Street | Leola | PA | 17540 | Lancaster | RFC | PJM | PJM Interconnection, LLC | Other | Landfill Gas | 2 | GEN1; GEN2 | 3.2 | 3.2 | 3.2 | NR | IPP Non-CHP | 0.48 | Q | [11 empty] | 2013
58498 | WECC | RE Rosamond One LLC | 61944 | MN8 Energy LLC | 34.9 | -118.2469 | 6305 Favorito Avenue | Rosamond | CA | 93560 | Kern | WECC | CISO | California Independent System Operator | Solar | Solar Photovoltaic | 1 | RONE | 20 | 20 | 20 | NR | IPP Non-CHP | 66 | Q |  |  |  |  | 26.2 | Y | [5 empty] | 2014
58499 | WECC | RE Rosamond Two LLC | 61944 | MN8 Energy LLC | 34.9003 | -118.2383 | 6017 Favorito Avenue | Rosamond | CA | 93560 | Kern | WECC | CISO | California Independent System Operator | Solar | Solar Photovoltaic | 1 | RTWO | 20 | 20 | 20 | NR | IPP Non-CHP | 66 | Q |  |  |  |  | 20.9 | Y | [5 empty] | 2014
58500 | WECC | RE Rio Grande Solar LLC | 61944 | MN8 Energy LLC | 35.0074 | -118.1645 | 13012 Meyer Road | Mojave | CA | 95301 | Kern | WECC | CISO | California Independent System Operator | Solar | Solar Photovoltaic | 1 | RIO | 5 | 5 | 5 | NR | IPP Non-CHP | 12 | Q |  |  |  |  | 5.1 | Y | [5 empty] | 2013
58501 | WECC | RE Gillespie 1 LLC | 61944 | MN8 Energy LLC | 33.0264 | -112.6658 | 36400 South Old US Highway 80 | Gila Bend | AZ | 85337 | Maricopa | WECC | AZPS | Arizona Public Service Company | Solar | Solar Photovoltaic | 1 | GILL1 | 15 | 15 | 15 | NR | IPP Non-CHP | 12 | Q |  |  |  |  | 20.2 | Y | [5 empty] | 2013
58502 | WECC | RE Columbia 3 LLC | 61944 | MN8 Energy LLC | 35.0247 | -118.1642 | 2954 Purdy Avenue | Mojave | CA | 95301 | Kern | WECC | CISO | California Independent System Operator | Solar | Solar Photovoltaic | 1 | COL3 | 10 | 10 | 10 | NR | IPP Non-CHP | 12 | Q |  |  |  |  | 11.1 | Y | [5 empty] | 2014
58503 | WECC | Carty Generating Station | 15248 | Portland General Electric Co | 45.6986 | -119.8131 | 73396 Tower Road | Boardman | OR | 97818 | Morrow | WECC | PGE | Portland General Electric Company | Natural Gas | Natural Gas Fired Combined Cycle | 2 | GEN1; GEN2 | 500 | 416.3 | 470.5 | RE | Electric Utility | 500 | I | BNP1_5_GNODE1 | [10 empty] | 2016
58504 | PJM | Livingston Solar Farm | 58485 | Rutgers, The State University of NJ | 40.5236 | -74.43 | Berrue Circle and Sutton Lane | Piscataway | NJ | 8854 | Middlesex | RFC | PJM | PJM Interconnection, LLC | Solar | Solar Photovoltaic | 1 | LVSF | 1.2 | 1.2 | 1 | NR | Commercial Non-CHP | 13.2 | COM |  |  |  |  | 1.4 | [6 empty] | 2009
58505 | PJM | Livingston Solar Canopies | 58485 | Rutgers, The State University of NJ | 40.5275 | -74.4383 | Hospital Road and Sutton Lane | Piscataway | NJ | 8854 | Middlesex | RFC | PJM | PJM Interconnection, LLC | Solar | Solar Photovoltaic | 1 | LVSC | 6.6 | 6.4 | 3.2 | NR | Commercial Non-CHP | 13.2 | COM |  |  |  |  | 8 | [6 empty] | 2013
58506 | WECC | Chuckawalla Solar | 60281 | Altus Power America Management, LLC | 33.5683 | -114.9181 | 19025 Wiley's Well Road | Blythe | CA | 92225 | Riverside | WECC | CISO | California Independent System Operator | Solar | Solar Photovoltaic | 1 | 0937 | 4 | 4 | 4 | NR | IPP Non-CHP | 12 | Q |  |  |  |  | 4.4 | Y | [5 empty] | 2012
58508 | WECC | Bear Creek Solar (CA) | 58135 | Ecos Energy LLC | 38.1364 | -121.1489 | 17016 North Jack Tone Road | Lodi | CA | 95240 | San Joaquin | WECC | CISO | California Independent System Operator | Solar | Solar Photovoltaic | 1 | PV3 | 1.5 | 1.5 | 1.5 | NR | IPP Non-CHP | 21 | Q |  |  |  |  | 1.9 | Y | [5 empty] | 2014
58509 | WECC | Vintner Solar | 58135 | Ecos Energy LLC | 35.5579 | -120.6829 | 1030 El Pomar Drive | Templeton | CA | 93465 | San Luis Obispo | WECC | CISO | California Independent System Operator | Solar | Solar Photovoltaic | 1 | PV4 | 1.5 | 1.5 | 1.5 | NR | IPP Non-CHP | 21 | Q |  |  |  |  | 2.1 | Y | [5 empty] | 2014
58510 | WECC | Kettleman Solar Project | 58135 | Ecos Energy LLC | 38.1214 | -121.1412 | 15300 North Tully Road | Lodi | CA | 95220 | San Joaquin | WECC | CISO | California Independent System Operator | Solar | Solar Photovoltaic | 1 | PV5 | 1 | 1 | 1 | NR | IPP Non-CHP | 12 | Q |  |  |  |  | 1.4 | Y | [5 empty] | 2014
58512 | PJM | Cornerstone Power Vineland I LLC | 60281 | Altus Power America Management, LLC | 39.4397 | -75.0439 | 3152 . Delsea Drive | Vineland | NJ | 8360 | Cumberland | RFC | PJM | PJM Interconnection, LLC | Solar | Solar Photovoltaic | 1 | PV1 | 3.1 | 3.1 | 3.1 | NR | IPP Non-CHP | 12.47 | Q |  |  |  |  | 3.7 | Y | [5 empty] | 2012
58513 | WECC | Ironwood Solar LLC | 60281 | Altus Power America Management, LLC | 33.565 | -114.9181 | 19005 Wiley's Well Road | Blythe | CA | 92225 | Riverside | WECC | CISO | California Independent System Operator | Solar | Solar Photovoltaic | 1 | 0937 | 4 | 4 | 4 | NR | IPP Non-CHP | 12 | Q |  |  |  |  | 4.6 | Y | [5 empty] | 2012
58514 | WECC | Desert Hot Springs Solar | 57365 | Consolidated Edison Solutions Inc. | 33.9231 | -116.53 | 64851 Dillon Road | Desert Hot Springs | CA | 92258 | Riverside | WECC | CISO | California Independent System Operator | Solar | Solar Photovoltaic | 1 | DHCA | 2.3 | 2.2 | 2.2 | NR | IPP Non-CHP | 12 | Q |  |  |  |  | 2.9 | Y | [5 empty] | 2013
58516 | WECC | Union HS at Casa Grande | 58491 | Luminace Solar Holding, LLC | 32.9369 | -111.7386 | 2730 North Trekell Road | Casa Grande | AZ | 85122 | Pinal | WECC | AZPS | Arizona Public Service Company | Solar | Solar Photovoltaic | 1 | PV1 | 1.6 | 1.6 | 1.6 | NR | IPP Non-CHP | 0.48 | Q |  |  |  |  | 2.1 | [6 empty] | 2012
58517 | WECC | Vista Grande HS at Casa Grande | 58491 | Luminace Solar Holding, LLC | 32.8914 | -111.7131 | 1556 North Arizola Rd | Casa Grande | AZ | 85122 | Pinal | WECC | AZPS | Arizona Public Service Company | Solar | Solar Photovoltaic | 1 | PV1 | 1.4 | 1.4 | 1.4 | NR | IPP Non-CHP | 0.48 | Q |  |  |  |  | 1.8 | [6 empty] | 2012
58519 | PJM | Alethea I | 58495 | Syncarpha Alethea I, LLC | 40.0006 | -74.735 | 2537 Route 206 | Eastampton | NJ | 8060 | Burlington | RFC | PJM | PJM Interconnection, LLC | Solar | Solar Photovoltaic | 1 | 1 | 2.8 | 2.8 | 2.8 | NR | IPP Non-CHP | 13 | Q | PJM-PSLUMB |  |  |  | 3 | [6 empty] | 2011
58520 | WECC | Otero Solar | 59300 | PNM Resources | 32.9764 | -105.9711 | 155 Alamo St | La Luz | NM | 88337 | Otero | WECC | PNM | Public Service Company of New Mexico | Solar | Solar Photovoltaic | 1 | OTE1 | 8 | 8 | 8 | RE | Electric Utility | 12.5 | I |  |  |  |  | 9.6 | [6 empty] | 2013
58521 | WECC | Manzano Solar | 59300 | PNM Resources | 34.7467 | -106.6544 | 100 Bonita Vista | Los Lunas | NM | 87031 | Valencia | WECC | PNM | Public Service Company of New Mexico | Solar | Solar Photovoltaic | 1 | MAN1 | 8.4 | 8.4 | 8.4 | RE | Electric Utility | 12.5 | I |  |  |  |  | 10.1 | [6 empty] | 2013
58522 | WECC | Madera Community Hospital | 65164 | CleanCapital Holdings | 36.9411 | -120.0467 | 1250 East Almond Avenue | Madera | CA | 93637 | Madera | WECC | CISO | California Independent System Operator | Solar | Solar Photovoltaic | 1 | 1 | 1 | 1 | 1 | NR | IPP Non-CHP | 15 | Q |  |  |  |  | 1.1 | Y | [5 empty] | 2011
58523 | WECC | Stoltze CoGen1 | 58498 | F H Stoltze Land & Lumber Co | 48.3877 | -114.2409 | 600 Halfmoon Rd | Columbia Falls | MT | 59912 | Flathead | WECC | BPAT | Bonneville Power Administration | Other | Wood/Wood Waste Biomass | 1 | STL2 | 2.8 | 3 | 3 | NR | Industrial CHP | 13 | IND | [11 empty] | 2013
58525 | WECC | City of Hayward WWTP | 58500 | City of Hayward | 37.6335 | -122.1397 | 3700 Enterprise Avenue | Hayward | CA | 94545 | Alameda | WECC | CISO | California Independent System Operator | Mixed | Solar Photovoltaic; Other Waste Biomass | 2 | 1; COGEN | 2.7 | 2.7 | 2.7 | NR | IPP CHP | 12 | M |  |  |  |  | 1.9 | Y | [5 empty] | 2010
58527 | WECC | Crown Cooling Facility | 58501 | Five Crowns Inc | 32.9672 | -115.5325 | 995 South 9th Street | Brawley | CA | 92227 | Imperial | WECC | IID | Imperial Irrigation District | Solar | Solar Photovoltaic | 1 | 1 | 1 | 1 | 1 | NR | Industrial Non-CHP | 0.48 | IND |  |  |  |  | 1.2 | [6 empty] | 2011
58528 | WECC | Garnet Solar Generation Station I LLC | 58503 | Garnet Solar Generation Station I LLC | 33.8906 | -116.5431 | 5400 N Indian Canyon Drive | Palm Springs | CA | 92262 | Riverside | WECC | CISO | California Independent System Operator | Solar | Solar Photovoltaic | 1 | WDT44 | 4 | 4 | 4 | NR | IPP Non-CHP | 34.5 | Q |  |  |  |  | 5 | Y | [5 empty] | 2014
58533 | WECC | Don A Campbell 1 Geothermal | 60230 | ORNI 47, LLC | 38.8367 | -118.3239 | 1132 Gabbs Valley Road | Gabbs | NV | 89420 | Mineral | WECC | NEVP | Nevada Power Company | Other | Geothermal | 1 | 1 | 20 | 13.3 | 20 | NR | IPP Non-CHP | 92 | Q | [11 empty] | 2014
58535 | PJM | Pickering Solar | 56645 | Aqua America Inc | 40.1206 | -75.4881 | 1050 Valley Forge Rd | Phoenixville | PA | 19460 | Chester | RFC | PJM | PJM Interconnection, LLC | Solar | Solar Photovoltaic | 1 | 1 | 1.5 | 1.4 | 1 | NR | IPP Non-CHP | 33 | Q |  |  |  |  | 1.8 | [6 empty] | 2012
58536 | PJM | Cornerstone Power Holmdel LLC | 58489 | OCI Energy LLC | 40.3522 | -74.1878 | 970 Holmdel Road | Holmdel | NJ | 7733 | Monmouth | RFC | PJM | PJM Interconnection, LLC | Solar | Solar Photovoltaic | 1 | 1 | 3 | 3 | 3 | NR | IPP Non-CHP | 12.5 | Q | 123901503 |  |  |  | 3.7 | N | [5 empty] | 2013
58539 | WECC | Lake Pleasant WTP | 61944 | MN8 Energy LLC | 33.8206 | -112.24 | 37000 N. New River Road | Peoria | AZ | 85383 | Maricopa | WECC | AZPS | Arizona Public Service Company | Solar | Solar Photovoltaic | 1 | 1 | 6.5 | 6 | 4.1 | NR | IPP Non-CHP | 69 | Q |  |  |  |  | 7.6 | Y | [5 empty] | 2012
58540 | WECC | Silver City WWTP PV Project | 58509 | Affordable Solar Silver City, LLC | 32.7139 | -108.2481 | 1660 Filaree Road | Silver City | NM | 88062 | Grant | WECC | PNM | Public Service Company of New Mexico | Solar | Solar Photovoltaic | 1 | PV-1 | 1 | 1 | 1 | NR | IPP Non-CHP | 12.47 | Q |  |  |  |  | 1.1 | [6 empty] | 2013
58542 | WECC | Desert Sunlight 250, LLC | 58290 | NextEra Energy Desert Sunlight 250, LLC | 33.8055 | -115.3947 | 44810 Kaiser Road | Desert Center | CA | 92239 | Riverside | WECC | CISO | California Independent System Operator | Solar | Solar Photovoltaic | 9 | DSL12; DSL13; DSL14; DSL15; DSL16; DSL17; DSL18; DSL19; DSL20 | 249.7 | 249.7 | 249.7 | NR | IPP Non-CHP | 230 | Q |  |  |  |  | 330.1 | [6 empty] | 2013
58543 | WECC | Gilbert Solar Facility I, LLC | 58514 | Gilbert Solar Facility I, LLC | 33.3559 | -111.8024 | 402 North Neely Street | Gilbert | AZ | 85223 | Maricopa | WECC | AZPS | Arizona Public Service Company | Solar | Solar Photovoltaic | 1 | 1 | 2 | 1.9 | 1.9 | NR | IPP Non-CHP | 12.47 | Q |  |  |  |  | 2.2 | Y | [5 empty] | 2011
58544 | WECC | Mountain View Solar | 58515 | NextEra Energy Mountain View Solar | 36.3906 | -114.9644 | 9901 Garnet Valley Blvd | North Las Vegas | NV | 89165 | Clark | WECC | NEVP | Nevada Power Company | Solar | Solar Photovoltaic | 1 | 1 | 20 | 20 | 20 | NR | IPP Non-CHP | 138 | Q |  |  |  |  | 25 | Y | [5 empty] | 2014
58545 | WECC | Community Solar 1 | 64635 | Solar Community I LLC | 32.9828 | -115.4819 | 602 CA-78 | Brawley | CA | 92227 | Imperial | WECC | IID | Imperial Irrigation District | Solar | Solar Photovoltaic | 1 | 1 | 5.7 | 5.7 | 5.7 | NR | IPP Non-CHP | 34.5 | Q |  |  |  |  | 7.5 | Y | [5 empty] | 2014
58546 | MISO | Watervliet | 55858 | Energy Developments, Inc d/b/a EDL | 42.1758 | -86.28 | 3290 Hennesey Road | Watervliet | MI | 49098 | Berrien | RFC | MISO | Midcontinent Independent Transmission System Operator, Inc.. | Other | Landfill Gas | 3 | GEN1; GEN2; GEN3 | 4 | 4 | 4 | NR | IPP Non-CHP | 4.16 | Q | [11 empty] | 2013
58547 | WECC | SMPA Solar 1 Community Solar | 16622 | San Miguel Power Assn, Inc | 38.2725 | -108.7856 | 14700 Hwy 90 | Bedrock | CO | 81411 | Montrose | WECC | PSCO | Public Service Company of Colorado | Solar | Solar Photovoltaic | 1 | 1 | 1 | 1 | 1 | RE | Electric Utility | 24.9 | C |  |  |  |  | 1.1 | [6 empty] | 2012
58548 | WECC | Huerfano River Wind | 58520 | Huerfano River Wind, LLC | 37.7722 | -104.8322 | 22100 Hwy 25 Frontage Road Eas | Walsenburg | CO | 81089 | Huerfano | WECC | WACM | Western Area Power Administration - Rocky Mountain Region | Wind | Onshore Wind Turbine | 4 | WTG1; WTG2; WTG3; WTG4 | 8 | 8 | 8 | NR | IPP Non-CHP | 69 | Q |  | 4 | SANY | 262.4 | [7 empty] | 2013
58552 | MISO | Indy Solar I, LLC | 60453 | Onward Energy | 39.6628 | -85.9856 | 10321 E. Southport Rd | Indianapolis | IN | 46259 | Marion | RFC | MISO | Midcontinent Independent Transmission System Operator, Inc.. | Solar | Solar Photovoltaic | 1 | 1 | 10 | 10 | 10 | NR | IPP Non-CHP | 13.2 | Q |  |  |  |  | 13.9 | [6 empty] | 2013
58553 | MISO | Indy Solar III, LLC | 60453 | Onward Energy | 39.6594 | -86.2597 | 5800 W Southport Rd | Indianapolis | IN | 46259 | Marion | RFC | MISO | Midcontinent Independent Transmission System Operator, Inc.. | Solar | Solar Photovoltaic | 1 | 1 | 8.6 | 8.6 | 8.6 | NR | IPP Non-CHP | 13.2 | Q |  |  |  |  | 11.9 | [6 empty] | 2013
58556 | MISO | Indy Solar II, LLC | 60453 | Onward Energy | 39.6628 | -85.9856 | 10321 E. Southport Rd | Indianapolis | IN | 46259 | Marion | RFC | MISO | Midcontinent Independent Transmission System Operator, Inc.. | Solar | Solar Photovoltaic | 1 | 1 | 10.1 | 10 | 10 | NR | IPP Non-CHP | 13.2 | Q |  |  |  |  | 13.9 | [6 empty] | 2013
58557 | WECC | Mesquite Generating Station Block 1 | 16572 | Salt River Project | 33.345 | -112.8642 | 37625 W. Elliot Rd | Arlington | AZ | 85322 | Maricopa | WECC | SRP | Salt River Project | Natural Gas | Natural Gas Fired Combined Cycle | 3 | GT1; GT2; ST1 | 691.6 | 620 | 660 | RE | Electric Utility | 500 | P | [11 empty] | 2003
58560 | PJM | Halifax County Biomass | 58524 | South Boston Energy LLC | 36.7014 | -78.8733 | 1225 Plywood Trail | South Boston | VA | 24592 | Halifax | SERC | PJM | PJM Interconnection, LLC | Other | Wood/Wood Waste Biomass | 1 | STG1 | 49.9 | 45.4 | 45.4 | NR | IPP Non-CHP | 115 | C | 1084391751 | [10 empty] | 2013
58562 | WECC | Montana Power Station | 5701 | El Paso Electric Co | 31.8239 | -106.2119 | 13511 B Montana Ave | El Paso | TX | 79938 | El Paso | WECC | EPE | El Paso Electric Company | Natural Gas | Natural Gas Fired Combustion Turbine | 4 | GT-1; GT-2; GT-3; GT-4 | 527.2 | 352 | 372 | RE | Electric Utility | 115 | I | [11 empty] | 2015
58563 | MISO | Hometown Bio Energy LLC | 58526 | Hometown Bio Energy LLC | 44.4356 | -93.9064 | 31889 356th Street | Le Sueur | MN | 56058 | Le Sueur | MRO | MISO | Midcontinent Independent Transmission System Operator, Inc.. | Other | Other Waste Biomass | 1 | HTBE | 8 | 7.6 | 7.6 | NR | IPP CHP | 12.47 | Q | [11 empty] | 2013
58564 | PJM | Frenchtown III Solar | 56769 | Consolidated Edison Development Inc. | 40.4825 | -75.0181 | 60 Barbertown Point Breeze Rd | Frenchtown | NJ | 8825 | Hunterdon | NPCC | PJM | PJM Interconnection, LLC | Solar | Solar Photovoltaic | 1 | F3NJ | 7.9 | 7.9 | 7.9 | NR | IPP Non-CHP | 35 | Q |  |  |  |  | 11.5 | [6 empty] | 2013
58565 | PJM | Gettysburg Energy & Nutrient Rec Facilit | 58527 | Gettysburg Energy and Nutrient Rec Facility LLC | 39.9503 | -77.1253 | 3917 Oxford Road | York Springs | PA | 17372 | Adams | RFC | PJM | PJM Interconnection, LLC | Other | Other Waste Biomass | 1 | GENRF | 3.3 | 2.5 | 2.7 | NR | IPP CHP | 13.2 | IND | [11 empty] | 2013
58569 | PJM | Paradise Solar Energy Center | 60842 | Paradise Solar Urban Renewal, LLC | 39.8358 | -75.2225 | 1 Paradise Road | West Deptford | NJ | 8086 | Gloucester | RFC | PJM | PJM Interconnection, LLC | Solar | Solar Photovoltaic | 1 | 1 | 5 | 5 | 5 | NR | IPP Non-CHP | 26.4 | Q |  |  |  |  | 5.5 | [6 empty] | 2011
58570 | WECC | Cove Fort | 56381 | Ormat Cove Fort LLC | 38.5603 | -112.5811 | 1185 East Sulphurdale Road | Cove Fort | UT | 84713 | Beaver | WECC | PACE | PacifiCorp - East | Other | Geothermal | 2 | 1-G1A; 2-GIA | 25 | 25 | 25 | NR | IPP Non-CHP | 138 | Q | [11 empty] | 2013
58571 | WECC | Tucannon River Wind Farm | 15248 | Portland General Electric Co | 46.4211 | -118.0269 | 100 Blue Norther Lane | Dayton | WA | 99328 | Columbia | WECC | PGE | Portland General Electric Company | Wind | Onshore Wind Turbine | 1 | 1 | 266.8 | 266.8 | 266.8 | RE | Electric Utility | 230 | I | TRW1_2_GNODE1 | 116 | Siemens | 262.4 | [7 empty] | 2014
58574 | WECC | Eagle Valley Clean Energy LLC Biomass | 58535 | Eagle Valley Clean Energy LLC | 39.6481 | -106.9431 | 10775 US Highway 6 | Gypsum | CO | 81637 | Eagle | WECC | PSCO | Public Service Company of Colorado | Other | Wood/Wood Waste Biomass | 1 | 01 | 12.6 | 12.6 | 12.6 | NR | IPP Non-CHP | 24.9 | Q | [11 empty] | 2013
58576 | SPP | GSE NM1 | 60281 | Altus Power America Management, LLC | 33.3 | -104.4 | 7339 Cherokee Rd | Dexter | NM | 88230 | Chaves | WECC | SWPP | Southwest Power Pool | Solar | Solar Photovoltaic | 1 | NMP1 | 2.3 | 1.7 | 1.3 | NR | IPP Non-CHP | 12.47 | Q |  |  |  |  | 2.9 | [6 empty] | 2011
58577 | MISO | Veolia ES Blackfoot Landfill Facility | 17633 | Southern Indiana Gas & Elec Co | 38.3272 | -87.2006 | 3726 E. State Road 64 | Winslow | IN | 47598 | Pike | RFC | MISO | Midcontinent Independent Transmission System Operator, Inc.. | Other | Landfill Gas | 2 | BLG1; BLG2 | 3.2 | 2.2 | 2 | RE | Electric Utility | 12 | I | [11 empty] | 2009
58578 | WECC | Sonora 1 | 60025 | Greenbacker Renewable Energy Corporation | 37.8898 | -120.5287 | 5400 O'Byrnes Ferry Rd | Jamestown | CA | 95327 | Tuolumne | WECC | CISO | California Independent System Operator | Solar | Solar Photovoltaic | 1 | SON1 | 1.5 | 1.5 | 1.5 | NR | IPP Non-CHP | 12 | Q | CAISO |  |  |  | 1.9 | Y | [5 empty] | 2013
58580 | MISO | Pheasant Run Wind LLC | 58539 | Pheasant Run Wind LLC | 43.7578 | -83.2978 | 2254 S Caseville Rd | Pigeon | MI | 48757 | Huron | RFC | MISO | Midcontinent Independent Transmission System Operator, Inc.. | Wind | Onshore Wind Turbine | 1 | 1 | 74.8 | 74.8 | 74.8 | NR | IPP Non-CHP | 345 | Q |  | 44 | GE | 262.4 | [7 empty] | 2013
58581 | WECC | Oltmans SCE at Champagne | 58540 | California PV Energy LLC | 34.0439 | -117.5311 | 1670 Champagne Ave | Ontario | CA | 91761 | San Bernardino | WECC | CISO | California Independent System Operator | Solar | Solar Photovoltaic | 1 | 1 | 1 | 1 | 1 | NR | IPP Non-CHP | 12 | Q |  |  |  |  | 1.4 | [6 empty] | 2013
58582 | WECC | Oltmans SCE at Jurupa | 58540 | California PV Energy LLC | 34.05 | -117.5961 | 2825 E. Jurupa St | Ontario | CA | 91761 | San Bernardino | WECC | CISO | California Independent System Operator | Solar | Solar Photovoltaic | 1 | 1 | 1.5 | 1.5 | 1.5 | NR | IPP Non-CHP | 12 | Q |  |  |  |  | 2 | [6 empty] | 2013
58584 | PJM | Princeton University Cogeneration | 58542 | Trustees of Princeton University | 40.3414 | -74.6572 | Elm Drive | Princeton | NJ | 8543 | Mercer | RFC | PJM | PJM Interconnection, LLC | Mixed | Natural Gas Fired Combustion Turbine; Solar Photovoltaic | 5 | GT1; PV1; PV2; PV3; PV4 | 32.1 | 32.1 | 32.1 | NR | Commercial CHP | 69 | COM | PSEG |  |  |  | 19.9 | Y | [5 empty] | 1996
58585 | WECC | Sierra Nevada Brewing Co Hybrid | 58544 | Sierra Nevada Brewing Co | 39.7242 | -121.8153 | 1075 East 20th St | Chico | CA | 95928 | Butte | WECC | CISO | California Independent System Operator | Mixed | Batteries; Natural Gas Fired Combustion Turbine; Solar Photovoltaic | 3 | BESS; COGN; SOLR | 4.2 | 3.6 | 3.2 | NR | Industrial CHP | 12 | IND |  |  |  |  | 2 | Y |  | 1 | 0.5 | 0.5 | LIB | 2007
58587 | MISO | Tuscola Wind II LLC | 58545 | Tuscola Wind II LLC | 43.5269 | -83.5669 | 4941 N. Gera Rd | Reese | MI | 48757 | Tuscola | RFC | MISO | Midcontinent Independent Transmission System Operator, Inc.. | Wind | Onshore Wind Turbine | 1 | 1 | 100.3 | 100.3 | 100.3 | NR | IPP Non-CHP | 120 | Q |  | 59 | GE | 262.5 | [7 empty] | 2013
58588 | WECC | Sue Cleveland High School | 63249 | Terraform Arcadia | 35.3133 | -106.6578 | 4800 Laban Road | Rio Rancho | NM | 87144 | Sandoval | WECC | PNM | Public Service Company of New Mexico | Solar | Solar Photovoltaic | 1 | SCHS | 1 | 1 | 1 | NR | IPP Non-CHP | 12.47 | Q |  |  |  |  | 1.2 | [6 empty] | 2013
58589 | WECC | Rio Rancho High School | 63249 | Terraform Arcadia | 35.2644 | -106.6678 | 301 Loma Colorado Blvd | Rio Rancho | NM | 87124 | Sandoval | WECC | PNM | Public Service Company of New Mexico | Solar | Solar Photovoltaic | 1 | RRHS | 1 | 1 | 1 | NR | IPP Non-CHP | 12.47 | Q |  |  |  |  | 1.2 | [6 empty] | 2013
58590 | WECC | Cascade Solar | 58546 | Cascade Solar LLC | 34.1572 | -116.2344 | 65080 E Broadway St | Joshua Tree | CA | 92252 | San Bernardino | WECC | CISO | California Independent System Operator | Solar | Solar Photovoltaic | 1 | 1 | 18.5 | 18.5 | 18.5 | NR | IPP Non-CHP | 33 | Q |  |  |  |  | 24 | Y | [5 empty] | 2014
58591 | WECC | POTB Digester | 63812 | Tillamook BioGas, LLC Digester | 45.4144 | -123.8042 | 6080 Hangar A Rd | Tillamook | OR | 97141 | Tillamook | WECC | BPAT | Bonneville Power Administration | Other | Other Waste Biomass | 1 | GEN1 | 1 | 1 | 1 | NR | IPP CHP | 24.9 | Q | [11 empty] | 2013
58592 | WECC | Solar Gen 2 Solar Facility | 17650 | Southern Power Co | 33.08 | -115.47 | 110 West Main Street | Calipatria | CA | 92243 | Imperial | WECC | CISO | California Independent System Operator | Solar | Solar Photovoltaic | 3 | ALHM; ARK; SONR | 163.2 | 150 | 150 | NR | IPP Non-CHP | 230 | I |  |  |  |  | 194.1 | Y | [5 empty] | 2014
58593 | WECC | DGS Central Utility Plant | 58548 | State of CA DGS BPM | 38.5739 | -121.5014 | 625 Q St | Sacramento | CA | 95811 | Sacramento | WECC | BANC | Balancing Authority of Northern California | Mixed | Petroleum Liquids; Natural Gas Steam Turbine | 3 | BS1; EM1; STG | 3.9 | 3.9 | 3.9 | NR | Commercial CHP | 4.16 | S | [11 empty] | 2010
58594 | SPP | Steele Flats Wind Project LLC | 58551 | Steele Flats Wind Project LLC | 40.0489 | -96.9522 | 70548 580th Ave | Diller | NE | 68342 | Jefferson | MRO | SWPP | Southwest Power Pool | Wind | Onshore Wind Turbine | 1 | 1 | 74.8 | 74.8 | 74.8 | NR | IPP Non-CHP | 115 | Q |  | 44 | GE | 262.5 | [7 empty] | 2013
58597 | WECC | HTW Plant 303 COGEN | 58555 | The University of Utah | 40.7631 | -111.8417 | 1705 E. South Campus Drive | Salt Lake City | UT | 84112 | Salt Lake | WECC | PACE | PacifiCorp - East | Natural Gas | Natural Gas Fired Combustion Turbine | 1 | CGN1 | 7.4 | 5.6 | 6.6 | NR | Commercial CHP | 46 | S | [11 empty] | 2008
58598 | WECC | Beryl Solar Plant | 59155 | Evergreen Wind, LLC | 37.6392 | -113.6458 | 400 East 3600 Street | Beryl | UT | 84714 | Iron | WECC | PACE | PacifiCorp - East | Solar | Solar Photovoltaic | 1 | BSP1 | 3 | 3 | 3 | NR | IPP Non-CHP | 12.5 | Q |  |  |  |  | 3.4 | [6 empty] | 2015
58599 | WECC | Cedar Valley Solar Plant | 59155 | Evergreen Wind, LLC | 37.8078 | -113.09 | 7100 North 2300 West | Cedar City | UT | 84721 | Iron | WECC | PACE | PacifiCorp - East | Solar | Solar Photovoltaic | 1 | CVSP1 | 3 | 3 | 3 | NR | IPP Non-CHP | 12.5 | Q |  |  |  |  | 3.4 | [6 empty] | 2015
58600 | WECC | Buckhorn Solar Plant | 59155 | Evergreen Wind, LLC | 38.0233 | -112.7317 | 1800 East North Hills Bench Ro | Paragonah | UT | 84760 | Iron | WECC | PACE | PacifiCorp - East | Solar | Solar Photovoltaic | 1 | BSP1 | 3 | 3 | 3 | NR | IPP Non-CHP | 34.5 | Q |  |  |  |  | 3.4 | [6 empty] | 2015
58601 | WECC | Milford Flat Solar Plant | 59155 | Evergreen Wind, LLC | 38.2914 | -113.0083 | 6315 South HWY 129 | Milford | UT | 84751 | Beaver | WECC | PACE | PacifiCorp - East | Solar | Solar Photovoltaic | 1 | MFSP1 | 3 | 3 | 3 | NR | IPP Non-CHP | 12.5 | Q |  |  |  |  | 3.4 | [6 empty] | 2015
58602 | WECC | Laho Solar Plant | 59155 | Evergreen Wind, LLC | 38.2914 | -113.0356 | 1055 West 6100 South | Milford | UT | 84751 | Beaver | WECC | PACE | PacifiCorp - East | Solar | Solar Photovoltaic | 1 | LSP1 | 3 | 3 | 3 | NR | IPP Non-CHP | 12.5 | Q |  |  |  |  | 3.4 | [6 empty] | 2015
58603 | WECC | Greenville Solar Plant | 59155 | Evergreen Wind, LLC | 38.2561 | -112.7358 | 1050 West Main Street | Milford | UT | 84731 | Beaver | WECC | PACE | PacifiCorp - East | Solar | Solar Photovoltaic | 1 | GVSP1 | 2.2 | 2.2 | 2.2 | NR | IPP Non-CHP | 12.5 | Q |  |  |  |  | 2.5 | [6 empty] | 2015
58604 | WECC | Granite Peak Solar Plant | 59155 | Evergreen Wind, LLC | 38.4028 | -112.9889 | 900 East 300 North | Milford | UT | 84751 | Beaver | WECC | PACE | PacifiCorp - East | Solar | Solar Photovoltaic | 1 | GPSP1 | 3 | 3 | 3 | NR | IPP Non-CHP | 12.5 | Q |  |  |  |  | 3.4 | [6 empty] | 2015
58607 | WECC | One Market Plaza | 58564 | Paramount Group Inc | 37.7933 | -122.3942 | One Market Plaza | San Francisco | CA | 94109 | San Francisco | WECC | CISO | California Independent System Operator | Natural Gas | Natural Gas Internal Combustion Engine | 3 | 1; 2; 3 | 1.5 | 1.5 | 1.5 | NR | Commercial CHP | 0.46 | COM | [11 empty] | 2003
58609 | WECC | Industry Solar Power Generation Station | 61012 | AES Distributed Energy | 34.5531 | -117.4569 | 9609 Industry Way | Adelanto | CA | 92301 | San Bernardino | WECC | CISO | California Independent System Operator | Solar | Solar Photovoltaic | 1 | ISP1 | 1.5 | 1.5 | 1.5 | NR | IPP Non-CHP | 12 | Q |  |  |  |  | 1.9 | Y | [5 empty] | 2013
58610 | WECC | Navajo Solar Power Generation Station 1 | 61012 | AES Distributed Energy | 34.5511 | -117.1911 | 16451 Navajo Road | Apple Valley | CA | 92307 | San Bernardino | WECC | CISO | California Independent System Operator | Solar | Solar Photovoltaic | 1 | NSP1 | 1.5 | 1.5 | 1.5 | NR | IPP Non-CHP | 12 | Q |  |  |  |  | 1.9 | Y | [5 empty] | 2013
58611 | WECC | Powhatan Solar Power Generation Station | 61012 | AES Distributed Energy | 34.4969 | -117.145 | 23755 Powhatan Road | Apple Valley | CA | 92307 | San Bernardino | WECC | CISO | California Independent System Operator | Solar | Solar Photovoltaic | 1 | 1 | 1.5 | 1.5 | 1.5 | NR | IPP Non-CHP | 12 | Q |  |  |  |  | 1.9 | Y | [5 empty] | 2013
58612 | WECC | Otoe Solar Power Generation Station 1 LL | 61012 | AES Distributed Energy | 34.545 | -117.1919 | 16115 Navajo Road | Apple Valley | CA | 92307 | San Bernardino | WECC | CISO | California Independent System Operator | Solar | Solar Photovoltaic | 1 | 1 | 1.5 | 1.5 | 1.5 | NR | IPP Non-CHP | 12 | Q |  |  |  |  | 1.9 | [6 empty] | 2013
58615 | MISO | Indianapolis Motor Speedway Solar PV | 66100 | Boralex US Operations LLC | 39.79 | -86.2336 | 3702 W 21st Street | Indianapolis | IN | 46222 | Marion | RFC | MISO | Midcontinent Independent Transmission System Operator, Inc.. | Solar | Solar Photovoltaic | 1 | IMS | 9 | 9 | 9 | NR | IPP Non-CHP | 13.8 | Q |  |  |  |  | 11.2 | [6 empty] | 2014
58616 | WECC | Westlands Solar PV Farm | 66100 | Boralex US Operations LLC | 36.1381 | -120.0758 | 18393 W Jayne Ave | Huron | CA | 93234 | Fresno | WECC | CISO | California Independent System Operator | Solar | Solar Photovoltaic | 1 | WSF1 | 18 | 18 | 14 | NR | IPP Non-CHP | 70 | Q | Q633C1_7_N001 |  |  |  | 23 | Y | [5 empty] | 2014
58617 | MISO | Water Reclamation Plant | 58569 | City of Rochester | 44.0647 | -92.4692 | 301 37th St NW | Rochester | MN | 55901 | Olmsted | MRO | MISO | Midcontinent Independent Transmission System Operator, Inc.. | Other | Other Waste Biomass | 2 | GEN1; GEN2 | 2 | 0.6 | 0.6 | NR | Commercial CHP | 13.8 | M | [11 empty] | 2003
58619 | WECC | Transamerica Pyramid | 58573 | Transamerica Pyramid Properties LLC | 37.7956 | -122.4028 | 600 Montgomery Street | San Francisco | CA | 94111 | San Francisco | WECC | CISO | California Independent System Operator | Natural Gas | Natural Gas Internal Combustion Engine | 2 | 1; 2 | 1 | 1 | 1 | NR | Commercial CHP | 0.48 | COM | [11 empty] | 2007
58621 | WECC | Sol Orchard El Centro PV | 58575 | Sol Orchard Imperial 1, LLC | 32.8033 | -115.5464 | 485 E. Villa Avenue | El Centro | CA | 92243 | Imperial | WECC | IID | Imperial Irrigation District | Solar | Solar Photovoltaic | 1 | ECPV | 20 | 20 | 20 | NR | IPP Non-CHP | 92 | Q |  |  |  |  | 25.2 | Y | [5 empty] | 2013
58622 | WECC | Carter Hydro | 58577 | Northern Colorado Water Conservancy District | 40.3242 | -105.2089 | 7150 West Co. Rd. 8E | Berthoud | CO | 80513 | Larimer | WECC | WACM | Western Area Power Administration - Rocky Mountain Region | Other | Conventional Hydroelectric | 2 | 1; 2 | 2.6 | 2.6 | 0.8 | NR | Commercial Non-CHP | 12.6 | P | [11 empty] | 2012
58625 | WECC | Santa Rita Jail Hybrid | 58549 | County of Alameda GSA | 37.7192 | -121.8869 | 5325 Broder Blvd | Dublin | CA | 94568 | Alameda | WECC | CISO | California Independent System Operator | Mixed | Other Natural Gas; Solar Photovoltaic | 3 | SRFC2; SRPV2; SRPV3 | 2.9 | 2.9 | 2.5 | NR | IPP CHP | 21 | IND |  |  |  |  | 1.7 | [6 empty] | 2016
58626 | WECC | Western Antelope Blue Sky Ranch A | 61012 | AES Distributed Energy | 34.6817 | -118.3247 | 110th street and W Ave J | Lancaster | CA | 93536 | Los Angeles | WECC | CISO | California Independent System Operator | Solar | Solar Photovoltaic | 1 | WABSA | 20 | 19 | 18 | NR | IPP Non-CHP | 66 | Q |  |  |  |  | 23.9 | Y | [5 empty] | 2014
58627 | WECC | Western Antelope Dry Ranch | 61012 | AES Distributed Energy | 34.6889 | -118.3203 | 10470 W Ave J | Lancaster | CA | 93536 | Los Angeles | WECC | CISO | California Independent System Operator | Solar | Solar Photovoltaic | 1 | WADR | 10 | 10 | 9 | NR | IPP Non-CHP | 66 | Q |  |  |  |  | 12.8 | Y | [5 empty] | 2016
58629 | WECC | Lightning Dock Geothermal | 58581 | Lightning Dock Geothermal HI-01, LLC | 32.1447 | -108.8383 | 18 Greenhouse Drive | Animas | NM | 88020 | Hidalgo | WECC | PNM | Public Service Company of New Mexico | Other | Geothermal | 5 | GEN-5; PB01; PB02; PB03; PB04 | 19.2 | 8.6 | 13.8 | NR | IPP Non-CHP | 24.9 | Q | [11 empty] | 2013
58630 | PJM | RP Wind | 57365 | Consolidated Edison Solutions Inc. | 40.4494 | -83.8933 | 6964 State Route 235 | Russells Point | OH | 43348 | Logan | RFC | PJM | PJM Interconnection, LLC | Wind | Onshore Wind Turbine | 1 | RPOH | 3.4 | 3.4 | 3.4 | NR | IPP Non-CHP | 69 | Q |  | 2 | GE | 262.5 | [7 empty] | 2013
58631 | PJM | Queen Anne's County | 57313 | Tesla Inc. | 39.0317 | -76.0164 | 312 Safety Drive | Centreville | MD | 21617 | Queen Annes | RFC | PJM | PJM Interconnection, LLC | Solar | Solar Photovoltaic | 1 | 1 | 2 | 2 | 2 | NR | IPP Non-CHP | 0.48 | Q |  |  |  |  | 2.4 | Y | [5 empty] | 2013
58632 | WECC | Actus Lend Lease DMAFB | 57313 | Tesla Inc. | 32.1825 | -110.8633 | 3435 S Mustang | Tucson | AZ | 85707 | Pima | WECC | TEPC | Tucson Electric Power Company | Solar | Solar Photovoltaic | 1 | 1 | 3 | 3 | 3 | NR | IPP Non-CHP | 0.48 | Q |  |  |  |  | 3.3 | Y | [5 empty] | 2009
58633 | WECC | Monterey Regional Water Pollution Contro | 57313 | Tesla Inc. | 36.7211 | -121.7878 | Charlie Benson Lane | Marina | CA | 93933 | Monterey | WECC | CISO | California Independent System Operator | Solar | Solar Photovoltaic | 1 | 1 | 1 | 1 | 1 | NR | IPP Non-CHP | 0.48 | Q |  |  |  |  | 1.1 | Y | [5 empty] | 2010
58634 | WECC | Lancaster Baptist Church | 57313 | Tesla Inc. | 34.6958 | -118.0589 | 4020 E Lancaster Blvd | Lancaster | CA | 93535 | Los Angeles | WECC | CISO | California Independent System Operator | Solar | Solar Photovoltaic | 1 | 1 | 1 | 1 | 1 | NR | IPP Non-CHP | 0.48 | Q |  |  |  |  | 1.1 | Y | [5 empty] | 2011
58635 | PJM | Museum of Science and Industry | 58583 | Museum of Science and Industry | 41.7906 | -87.5828 | 5700 South Lake Shore Drive | Chicago | IL | 60637 | Cook | RFC | PJM | PJM Interconnection, LLC | Natural Gas | Natural Gas Internal Combustion Engine | 1 | COGEN | 1.7 | 1.7 | 1.7 | NR | Commercial CHP | 12 | COM | [11 empty] | 2003
58636 | WECC | Sacramento Fairbain Water Treatment Plan | 57313 | Tesla Inc. | 38.5548 | -121.4168 | 7501 College Town Dr | Sacramento | CA | 95826 | Sacramento | WECC | BANC | Balancing Authority of Northern California | Solar | Solar Photovoltaic | 1 | 1 | 1 | 1 | 1 | NR | IPP Non-CHP | 0.48 | Q |  |  |  |  | 1.1 | Y | [5 empty] | 2013
58642 | WECC | Tulare 1 and 2 | 61230 | Arevon Energy, Inc. | 36.2 | -119.42 | 6900 West Avenue | Tulare | CA | 93274 | Tulare | WECC | CISO | California Independent System Operator | Solar | Solar Photovoltaic | 2 | 1; 2 | 3 | 3 | 3 | NR | IPP Non-CHP | 12 | Q |  |  |  |  | 3.6 | [6 empty] | 2014
58643 | PJM | Rockford Solar Farm | 58594 | Rockford Solar Partners | 42.1753 | -89.0883 | 7201 Beltline Drive | Rockford | IL | 61109 | Winnebago | RFC | PJM | PJM Interconnection, LLC | Solar | Solar Photovoltaic | 1 | 1 | 2.6 | 2.6 | 2.6 | NR | IPP Non-CHP | 12.47 | Q | MISO Amil.BGS6 |  |  |  | 3.1 | N | [5 empty] | 2012
58644 | WECC | Silver State Solar Power South | 59363 | Silver State Solar Power South, LLC | 35.63 | -115.32 | E Primm Blvd | Primm Valley | NV | 89019 | Clark | WECC | CISO | California Independent System Operator | Solar | Solar Photovoltaic | 8 | BLK1; BLK2; BLK3; BLK4; BLK5; BLK6; BLK7; BLK8 | 260.1 | 260.1 | 260.1 | NR | IPP Non-CHP | 220 | Q |  |  |  |  | 338.6 | Y | [5 empty] | 2015
58645 | MISO | RC Thomas Hydroelectric Project | 39347 | East Texas Electric Coop, Inc | 30.6322 | -95.01 | 5170 South FM1988 | Livingston | TX | 77351 | Polk | SERC | MISO | Midcontinent Independent Transmission System Operator, Inc.. | Other | Conventional Hydroelectric | 3 | RCT1; RCT2; RCT3 | 26.7 | 24.3 | 24.3 | RE | Electric Utility | 138 | C | EES.RCTHOMAS | [10 empty] | 2020
58646 | WECC | Stateline Solar | 17650 | Southern Power Co | 35.6 | -115.4 | 100420 Saragossa Dr | Nipton | CA | 92364 | San Bernardino | WECC | CISO | California Independent System Operator | Solar | Solar Photovoltaic | 7 | STL; STL2; STL3; STL4; STL5; STL6; STL7 | 299.5 | 300 | 300 | NR | IPP Non-CHP | 230 | I |  |  |  |  | 340.4 | [6 empty] | 2015
58653 | PJM | Jersey Gardens Phase 1 | 65305 | Clean Focus Yield, LLC | 40.6608 | -74.1733 | 651 Kapkowski Road | Elizabeth | NJ | 7201 | Union | RFC | PJM | PJM Interconnection, LLC | Solar | Solar Photovoltaic | 1 | 1 | 1.7 | 1.7 | 1.7 | NR | IPP Non-CHP | 0.48 | Q |  |  |  |  | 2 | [6 empty] | 2011
58654 | PJM | Jersey Gardens Phase 2 | 58591 | CF Jersey Gardens Owner Two LLC | 40.6608 | -74.1733 | 651 Kapkowski Road | Elizabeth | NJ | 7201 | Union | RFC | PJM | PJM Interconnection, LLC | Solar | Solar Photovoltaic | 1 | 1 | 2.3 | 2.3 | 2.3 | NR | IPP Non-CHP | 0.48 | COM |  |  |  |  | 2.8 | [6 empty] | 2012
58657 | MISO | Odell Wind Farm | 59050 | Algonquin Power Co | 43.8533 | -94.9319 | 56866 County Road 17 | Mountain Lake | MN | 56159 | Cottonwood | MRO | MISO | Midcontinent Independent Transmission System Operator, Inc.. | Wind | Onshore Wind Turbine | 1 | 1 | 200 | 200 | 200 | NR | IPP Non-CHP | 345 | Q |  | 100 | Vestas | 262.5 | [7 empty] | 2016
58658 | MISO | Courtenay Wind Farm | 13781 | Northern States Power Co - Minnesota | 47.1797 | -98.5947 | 1401 Hwy 9 SE | Courtenay | ND | 58426 | Stutsman | MRO | MISO | Midcontinent Independent Transmission System Operator, Inc.. | Wind | Onshore Wind Turbine | 1 | 1 | 200 | 190.2 | 190.2 | RE | Electric Utility | 115 | I | COURTENAY WIND | 100 | Vestas | 262 | [7 empty] | 2016
58660 | WECC | Utah Red Hills Renewable Energy Park | 61944 | MN8 Energy LLC | 37.8828 | -112.9042 | 2200 North | Parowan | UT | 84761 | Iron | WECC | PACE | PacifiCorp - East | Solar | Solar Photovoltaic | 1 | 1 | 80 | 80 | 80 | NR | IPP Non-CHP | 138 | Q |  |  |  |  | 104.8 | Y | [5 empty] | 2015
58665 | PJM | Celina Solar Project #1, LLC | 58610 | Celina Solar Project #1, LLC | 40.5406 | -84.5906 | 601 Meyer Road | Celina | OH | 45822 | Mercer | RFC | PJM | PJM Interconnection, LLC | Solar | Solar Photovoltaic | 1 | CSP1 | 4 | 4 | 4 | NR | IPP Non-CHP | 69 | Q |  |  |  |  | 5 | [6 empty] | 2012
58666 | SPP | Alexander Wind Farm LLC | 62042 | SRIV Partnership LLC | 38.4247 | -99.5075 | 1474 County Road 120 | Alexander | KS | 67513 | Rush | MRO | SWPP | Southwest Power Pool | Wind | Onshore Wind Turbine | 1 | 1 | 50.7 | 50.7 | 50.7 | NR | IPP Non-CHP | 69 | Q |  | 21 | Siemens | 262.4 | [7 empty] | 2015
58673 | PJM | Gates Solar LLC | 63026 | Oppidum Renewables USA, LLC | 36.4508 | -76.8036 | 68 Howell Lane | Eure | NC | 27935 | Gates | SERC | PJM | PJM Interconnection, LLC | Solar | Solar Photovoltaic | 1 | GATES | 5 | 5 | 5 | NR | IPP Non-CHP | 22.3 | Q |  |  |  |  | 6.5 | Y | [5 empty] | 2015
58677 | MISO | Gratiot County Wind LLC | 49893 | Invenergy Services LLC | 43.4081 | -84.4622 | 126 Enterprise Drive | Breckenridge | MI | 48615 | Gratiot | RFC | MISO | Midcontinent Independent Transmission System Operator, Inc.. | Wind | Onshore Wind Turbine | 1 | 1 | 110.4 | 110.4 | 110.4 | NR | IPP Non-CHP | 138 | Q |  | 69 | GE | 328 | [7 empty] | 2012
58685 | PJM | Mahoning Creek Hydroelectric Project | 57280 | Eagle Creek Renewable Energy, LLC | 40.9211 | -79.2817 | 130 Government Road | New Bethlehem | PA | 16259 | Armstrong | RFC | PJM | PJM Interconnection, LLC | Other | Conventional Hydroelectric | 1 | 8107 | 6 | 6.7 | 6.7 | NR | IPP Non-CHP | 25 | Q | [11 empty] | 2013
58687 | WECC | Finley Buttes Landfill Gas | 58618 | Finley BioEnergy LLC | 45.69 | -119.61 | 74265 Bombing Range Road | Boardman | OR | 97818 | Morrow | WECC | BPAT | Bonneville Power Administration | Other | Landfill Gas | 3 | GEN1; GEN2; GEN3 | 4.8 | 4.8 | 4.8 | NR | IPP Non-CHP | 12.47 | Q | [11 empty] | 2007
58688 | WECC | LRI LFGTE Facility | 63199 | Frontier Operation Services | 46.9756 | -122.2906 | 30919 Meridian Street East | Graham | WA | 98338 | Pierce | WECC | PSEI | Puget Sound Energy | Other | Landfill Gas | 3 | A; B; C | 4.5 | 4.5 | 4.5 | NR | IPP Non-CHP | 12.47 | Q | [11 empty] | 2013
58689 | WECC | Blue Sky One | 58621 | SSA Solar of NM, LLC | 36.9078 | -105.9853 | 84 Gravel Pit Road | Taos | NM | 87571 | Taos | WECC | PNM | Public Service Company of New Mexico | Solar | Solar Photovoltaic | 1 | 1 | 1.3 | 1.3 | 1.3 | NR | IPP Non-CHP | 14.4 | Q |  |  |  |  | 1.5 | Y | [5 empty] | 2012
58690 | MISO | Apple Blossom Wind Farm | 60456 | Apple Blossom Wind, LLC | 43.815 | -83.315 | 8390 Weale Rd | Pigeon | MI | 48755 | Huron | RFC | MISO | Midcontinent Independent Transmission System Operator, Inc.. | Wind | Onshore Wind Turbine | 1 | APLB1 | 100 | 100 | 100 | NR | IPP Non-CHP | 120 | Q |  | 29 | Vestas | 285 | [7 empty] | 2017
58691 | MISO | South Fork Wind Farm | 60458 | South Fork Wind, LLC | 43.5873 | -95.3751 | 760TH 350TH AVE | Round Lake | MN | 56167 | Jackson | MRO | MISO | Midcontinent Independent Transmission System Operator, Inc.. | Wind | Onshore Wind Turbine | 1 | STFK1 | 13.8 | 13 | 13 | NR | IPP Non-CHP | 69 | Q | ALTW.South.Frk | 6 | GE | 263 | [7 empty] | 2016
58692 | MISO | Black Oak Wind Farm | 58625 | Black Oak Wind, LLC | 45.6608 | -95.0128 | 45692 County Road 192 | Sauk Centre | MN | 56378 | Stearns | MRO | MISO | Midcontinent Independent Transmission System Operator, Inc.. | Wind | Onshore Wind Turbine | 1 | 1 | 78 | 78 | 78 | NR | IPP Non-CHP | 69 | Q | NSP.MMPA.BOGYF | 39 | Vestas | 262.4 | [7 empty] | 2016
58694 | PJM | Walnut Ridge Wind Farm | 59359 | BHE Renewables, LLC | 41.4967 | -89.5803 | 21748 IL Hwy 40 | Sheffield | IL | 61361 | Bureau | RFC | PJM | PJM Interconnection, LLC | Wind | Onshore Wind Turbine | 1 | 1 | 212 | 212 | 212 | NR | IPP Non-CHP | 345 | Q |  | 106 | Vestas | 312 | [7 empty] | 2018
58695 | SPP | Grande Prairie Wind Farm | 59359 | BHE Renewables, LLC | 42.6081 | -98.4283 | 88107 503rd Ave. | O'Neill | NE | 68763 | Holt | MRO | SWPP | Southwest Power Pool | Wind | Onshore Wind Turbine | 1 | 1 | 400 | 400 | 400 | NR | IPP Non-CHP | 345 | Q |  | 200 | Vestas | 312 | [7 empty] | 2016
58696 | WECC | Nooksack Hydro | 58627 | Puget Sound Hydro LLC | 48.9078 | -121.8142 | 12251 Mt Baker Highway | Glacier | WA | 98244 | Whatcom | WECC | PSEI | Puget Sound Energy | Other | Conventional Hydroelectric | 1 | GEN1 | 1.5 | 2.8 | 2.6 | NR | IPP Non-CHP | 2.3 | Q | [11 empty] | 1906
58698 | WECC | Mira Loma | 58622 | Costco Wholesale | 34.0131 | -117.5375 | 11600 Riverside Drive | Mira Loma | CA | 91752 | Riverside | WECC | CISO | California Independent System Operator | Solar | Solar Photovoltaic | 3 | D960; D9611; D9612 | 3 | 3 | 3 | NR | Commercial Non-CHP | 0.48 | COM | CAISO |  |  |  | 3.4 | [6 empty] | 2011
58699 | WECC | ABEC Bidart-Old River LLC | 58628 | ABEC Bidart-Old River LLC | 35.1697 | -119.1056 | 20400 Old River Rd | Bakersfield | CA | 93311 | Kern | WECC | CISO | California Independent System Operator | Other | Other Waste Biomass | 2 | GEN 1; GEN 2 | 2 | 1.8 | 1.8 | NR | IPP Non-CHP | 12.47 | Q | [11 empty] | 2013
58703 | MISO | Lenape II | 58638 | Lenape Solar II, LLC | 39.7767 | -86.0428 | 441 N Shadeland Avenue | Indianapolis | IN | 46219 | Marion | RFC | MISO | Midcontinent Independent Transmission System Operator, Inc.. | Solar | Solar Photovoltaic | 1 | 1 | 4 | 4 | 4 | NR | IPP Non-CHP | 13.2 | Q |  |  |  |  | 5 | [6 empty] | 2015
58704 | MISO | Zeeland Farm Services | 58643 | Zeeland Farm Services | 42.8131 | -85.9861 | 2468 84th Avenue | Zeeland | MI | 49464 | Ottawa | RFC | MISO | Midcontinent Independent Transmission System Operator, Inc.. | Other | Other Waste Biomass | 2 | CAT-1; CAT-2 | 3.2 | 2.9 | 3 | NR | IPP Non-CHP | 46 | IND | [11 empty] | 2006
58708 | WECC | Phoenix Airport East Economy Lot | 58649 | SunStrong Management, LLC | 33.4345 | -111.9842 | 4433, 4445, 4455 E. Sky Harbor | Phoenix | AZ | 85034 | Maricopa | WECC | AZPS | Arizona Public Service Company | Solar | Solar Photovoltaic | 1 | PAEEL | 1.1 | 1 | 1 | NR | Commercial Non-CHP | 48 | I |  |  |  |  | 5.4 | [6 empty] | 2012
58709 | WECC | Phoenix Airport Rental Car Center | 58649 | SunStrong Management, LLC | 33.4304 | -112.0448 | 1702 E. Rental Car Way | Phoenix | AZ | 85034 | Maricopa | WECC | AZPS | Arizona Public Service Company | Solar | Solar Photovoltaic | 1 | PARCC | 1.6 | 1.4 | 1.4 | NR | Commercial Non-CHP | 48 | I |  |  |  |  | 5.4 | [6 empty] | 2012
58711 | WECC | Lost Hills/Blackwell | 17650 | Southern Power Co | 35.62 | -119.85 | 17544 Hwy 46 | Lost Hills | CA | 93249 | Kern | WECC | CISO | California Independent System Operator | Solar | Solar Photovoltaic | 2 | BLKW; LTHL | 32 | 32 | 32 | NR | IPP Non-CHP | 70 | I |  |  |  |  | 43.5 | Y | [5 empty] | 2015
58713 | WECC | North Star Solar | 17650 | Southern Power Co | 36.73 | -120.41 | 35200 West California Ave | Mendota | CA | 93640 | Fresno | WECC | CISO | California Independent System Operator | Solar | Solar Photovoltaic | 1 | NSTR | 61.6 | 60 | 60 | NR | IPP Non-CHP | 115 | I |  |  |  |  | 73 | Y | [5 empty] | 2015
58714 | PJM | Oxbow Creek | 58653 | Oxbow Creek Energy LLC | 41.6086 | -75.8706 | Off of Bob Henry Road Nicholso | Factoryville | PA | 18419 | Wyoming | RFC | PJM | PJM Interconnection, LLC | Natural Gas | Natural Gas Internal Combustion Engine | 5 | GEN1; GEN2; GEN3; GEN4; GEN5 | 22 | 21 | 21 | NR | IPP Non-CHP | 34.5 | Q | 2156110331 | [10 empty] | 2019
58715 | PJM | Roundtop | 58652 | Roundtop Energy LLC | 41.6578 | -76.0492 | 960 SR 267 | Meshoppen | PA | 18630 | Susquehanna | RFC | PJM | PJM Interconnection, LLC | Natural Gas | Natural Gas Internal Combustion Engine | 5 | GEN1; GEN2; GEN3; GEN4; GEN5 | 22 | 21 | 21 | NR | IPP Non-CHP | 34.5 | Q | 1292915209 | [10 empty] | 2015
58718 | WECC | Orion Solar I | 58654 | Orion Solar I LLC | 35.1507 | -118.875 | 22900n S. Edison Rd. | Arvin | CA | 93203 | Kern | WECC | CISO | California Independent System Operator | Solar | Solar Photovoltaic | 1 | PV1 | 12 | 12 | 12 | NR | IPP Non-CHP | 70 | Q |  |  |  |  | 15.6 | Y | [5 empty] | 2014
58719 | MISO | Brookfield | 5109 | DTE Electric Company | 43.7578 | -83.2978 | 2254 S Caseville Road | Pigeon | MI | 48755 | Huron | RFC | MISO | Midcontinent Independent Transmission System Operator, Inc.. | Wind | Onshore Wind Turbine | 1 | WPH2 | 74.8 | 74.8 | 74.8 | RE | Electric Utility | 345 | I |  | 44 | GE | 328 | [7 empty] | 2014
58721 | WECC | Orion Solar II | 58655 | Orion Solar II, LLC | 35.1507 | -118.8753 | 22900 S. Edison Rd | Arvin | CA | 93203 | Kern | WECC | CISO | California Independent System Operator | Solar | Solar Photovoltaic | 1 | ORION | 8 | 8 | 8 | NR | IPP Non-CHP | 70 | Q |  |  |  |  | 10.4 | Y | [5 empty] | 2014
58747 | MISO | Viresco Turtle Lake | 63479 | Viresco Turtle Lake | 45.3903 | -92.1625 | 465 Western Blvd | Turtle Lake | WI | 54889 | Polk | MRO | MISO | Midcontinent Independent Transmission System Operator, Inc.. | Other | Other Waste Biomass | 2 | GEN1; GEN2 | 3.2 | 3.2 | 3.2 | NR | IPP CHP | 12.47 | Q | Midwest ISO | [10 empty] | 2013
58748 | WECC | North Bay Solar 1 | 61012 | AES Distributed Energy | 38.3006 | -121.9664 | 5110 Water Works Lane | Fairfield | CA | 94534 | Solano | WECC | CISO | California Independent System Operator | Solar | Solar Photovoltaic | 1 | NBWT | 1 | 1 | 1 | NR | Commercial Non-CHP | 12.47 | Q |  |  |  |  | 1.1 | Y | [5 empty] | 2013
58750 | WECC | Lancaster Dry Farm Ranch B | 61012 | AES Distributed Energy | 34.7169 | -118.2894 | 90th St. W and W Ave. H | Lancaster | CA | 93536 | Los Angeles | WECC | CISO | California Independent System Operator | Solar | Solar Photovoltaic | 1 | LDFRB | 5 | 5 | 5 | NR | IPP Non-CHP | 12.47 | Q |  |  |  |  | 6 | Y | [5 empty] | 2014
58751 | WECC | Rodeo Solar C2 | 61012 | AES Distributed Energy | 34.7133 | -118.2894 | 45707 90th St West | Lancaster | CA | 93536 | Los Angeles | WECC | CISO | California Independent System Operator | Solar | Solar Photovoltaic | 1 | RSC2 | 1.5 | 1.5 | 1.5 | NR | IPP Non-CHP | 12.47 | Q |  |  |  |  | 2.1 | [6 empty] | 2014
58752 | WECC | Rodeo Solar D2 | 61012 | AES Distributed Energy | 34.7133 | -118.2894 | 45707 90th St West | Lancaster | CA | 93536 | Los Angeles | WECC | CISO | California Independent System Operator | Solar | Solar Photovoltaic | 1 | RSD2 | 1.5 | 1.5 | 1.5 | NR | IPP Non-CHP | 12.47 | Q |  |  |  |  | 2.1 | [6 empty] | 2014
58753 | WECC | Summer Solar A2 | 61012 | AES Distributed Energy | 34.7231 | -118.2897 | 46345 1/4 90th St West | Lancaster | CA | 93536 | Los Angeles | WECC | CISO | California Independent System Operator | Solar | Solar Photovoltaic | 1 | SSA2 | 1.5 | 1.5 | 1.5 | NR | IPP Non-CHP | 12.47 | Q |  |  |  |  | 2.1 | [6 empty] | 2014
58754 | WECC | Summer Solar B2 | 61012 | AES Distributed Energy | 34.7231 | -118.2897 | 46331 1/4 90th St West | Lancaster | CA | 93536 | Los Angeles | WECC | CISO | California Independent System Operator | Solar | Solar Photovoltaic | 1 | SSB2 | 1.5 | 1.5 | 1.5 | NR | IPP Non-CHP | 12.47 | Q |  |  |  |  | 2.1 | [6 empty] | 2014
58755 | WECC | Summer Solar C2 | 61012 | AES Distributed Energy | 34.7231 | -118.2897 | 46315 1/4 90th St West | Lancaster | CA | 93536 | Los Angeles | WECC | CISO | California Independent System Operator | Solar | Solar Photovoltaic | 1 | SSC2 | 1.5 | 1.5 | 1.5 | NR | IPP Non-CHP | 12.47 | Q |  |  |  |  | 2.1 | [6 empty] | 2014
58756 | WECC | Summer Solar D2 | 61012 | AES Distributed Energy | 34.7231 | -118.2897 | 46305 1/4 90th St West | Lancaster | CA | 93536 | Los Angeles | WECC | CISO | California Independent System Operator | Solar | Solar Photovoltaic | 1 | SSD2 | 1 | 1 | 1 | NR | IPP Non-CHP | 12.47 | Q |  |  |  |  | 1.2 | [6 empty] | 2014
58757 | WECC | Summer North Solar | 61012 | AES Distributed Energy | 34.7231 | -118.2897 | 46253 1/4 90th St West | Lancaster | CA | 93536 | Los Angeles | WECC | CISO | California Independent System Operator | Solar | Solar Photovoltaic | 4 | UE2; UF2; UG2; UH2 | 6.5 | 6.5 | 6.5 | NR | IPP Non-CHP | 12.47 | Q |  |  |  |  | 9.1 | [6 empty] | 2014
58761 | WECC | Expressway Solar A | 61012 | AES Distributed Energy | 34.5822 | -117.3417 | 18321 Shay Road | Victorville | CA | 92394 | San Bernardino | WECC | CISO | California Independent System Operator | Solar | Solar Photovoltaic | 1 | EXSA | 2 | 2 | 2 | NR | IPP Non-CHP | 12.47 | Q |  |  |  |  | 2.7 | [6 empty] | 2014
58762 | WECC | Expressway Solar B | 61012 | AES Distributed Energy | 34.5833 | -117.3403 | 18325 Shay Road | Victorville | CA | 92394 | San Bernardino | WECC | CISO | California Independent System Operator | Solar | Solar Photovoltaic | 1 | EXSB | 2 | 2 | 2 | NR | IPP Non-CHP | 12.47 | Q |  |  |  |  | 2.4 | [6 empty] | 2014
58763 | WECC | Expressway Solar C2 | 61012 | AES Distributed Energy | 34.5844 | -117.3414 | 18395 Shay Road | Victorville | CA | 92394 | San Bernardino | WECC | CISO | California Independent System Operator | Solar | Solar Photovoltaic | 1 | EXSC2 | 1.5 | 1.5 | 1.5 | NR | IPP Non-CHP | 12.47 | Q |  |  |  |  | 2.1 | [6 empty] | 2014
58767 | SPP | Buckeye Wind Energy Center | 49893 | Invenergy Services LLC | 39.0039 | -99.4142 | 1043 Buckeye Road | Hays | KS | 67601 | Ellis | MRO | SWPP | Southwest Power Pool | Wind | Onshore Wind Turbine | 1 | 1 | 200.5 | 200.5 | 200.5 | NR | IPP Non-CHP | 230 | Q |  | 112 | GE | 262.4 | [7 empty] | 2015
58769 | WECC | Spring Canyon Expansion Wind Energy Ctr | 64662 | Spring Canyon Expansion LLC | 40.9642 | -103.0772 | 28191 County Road 74 | Peetz | CO | 80747 | Logan | WECC | PSCO | Public Service Company of Colorado | Wind | Onshore Wind Turbine | 2 | 1; SCIII | 62.6 | 62.6 | 62.6 | NR | IPP Non-CHP | 230 | Q |  | 35 | GE | 262.4 | [7 empty] | 2014
58770 | MISO | Maywood Photovoltaic Project | 58596 | ENI New Energy US Inc | 39.7439 | -86.2181 | 1500 S Tibbs Avenue | Indianapolis | IN | 46241 | Marion | RFC | MISO | Midcontinent Independent Transmission System Operator, Inc.. | Solar | Solar Photovoltaic | 1 | 1 | 8 | 8 | 8 | NR | IPP Non-CHP | 13.2 | Q |  |  |  |  | 10.5 | [6 empty] | 2014
58771 | SPP | Roosevelt County | 66100 | Boralex US Operations LLC | 33.9261 | -103.5111 | 1169 NM Hwy 114 | Portales | NM | 88116 | Roosevelt | MRO | SWPP | Southwest Power Pool | Wind | Onshore Wind Turbine | 1 | GEN1 | 250 | 250 | 250 | NR | IPP Non-CHP | 345 | Q |  | 125 | Vestas | 262.4 | [7 empty] | 2015
58780 | PJM | Scioto Ridge Wind Farm | 56215 | Big Sky Wind, LLC | 40.5614 | -83.7364 | 8093 County Rd 200 | Belle Center | OH | 43310 | Logan | RFC | PJM | PJM Interconnection, LLC | Wind | Onshore Wind Turbine | 1 | 1 | 249.8 | 249.8 | 249.8 | NR | IPP Non-CHP | 345 | Q |  | 75 | Siemens Gamesa | 276 | [7 empty] | 2021
58783 | WECC | South Canal Hydro-1 | 58675 | Delta-Montrose Electric Association | 38.4833 | -107.755 | Miguel Road | Montrose | CO | 81401 | Montrose | WECC | WACM | Western Area Power Administration - Rocky Mountain Region | Other | Conventional Hydroelectric | 1 | SC-1 | 4 | 3.8 | 0.2 | RE | Electric Utility | 34.5 | C | [11 empty] | 2013
58784 | WECC | South Canal Hydro-3 | 58675 | Delta-Montrose Electric Association | 38.4703 | -107.7714 | Miguel Road | Montrose | CO | 81401 | Montrose | WECC | WACM | Western Area Power Administration - Rocky Mountain Region | Other | Conventional Hydroelectric | 1 | SC-3 | 3.5 | 3.3 | 0.2 | RE | Electric Utility | 34.5 | C | [11 empty] | 2013
58793 | PJM | JMB Mcguire-Dix-Lakehurst Solar Project | 60281 | Altus Power America Management, LLC | 39.9928 | -74.6369 | United Communities, 3700 Circl | McGuire AFB | NJ | 8641 | Burlington | NPCC | PJM | PJM Interconnection, LLC | Solar | Solar Photovoltaic | 1 | UCIV | 11.4 | 11.4 | 11.4 | NR | IPP Non-CHP | 12.5 | Q |  |  |  |  | 12.3 | [6 empty] | 2013
58794 | WECC | Storrie Lake Solar Project | 58681 | MSM Solar LLC | 35.6569 | -105.1839 | 480 NM Highway 250 | Las Vegas | NM | 87701 | San Miguel | WECC | PNM | Public Service Company of New Mexico | Solar | Solar Photovoltaic | 1 | MSMPV | 1.5 | 1.5 | 1.5 | NR | IPP Non-CHP | 24.9 | Q |  |  |  |  | 1.9 | [6 empty] | 2014
58795 | MISO | Hobart Solar, LLC | 61012 | AES Distributed Energy | 41.5294 | -87.3083 | 4120 W 49th Avenue | Hobart | IN | 46342 | Lake | RFC | MISO | Midcontinent Independent Transmission System Operator, Inc.. | Solar | Solar Photovoltaic | 1 | HS | 1 | 1 | 1 | NR | IPP Non-CHP | 12.47 | Q |  |  |  |  | 1.3 | [6 empty] | 2012
58796 | MISO | Waterloo Solar, LLC | 61012 | AES Distributed Energy | 41.4339 | -85.0439 | 120 North Commerce Dr | Waterloo | IN | 46342 | DeKalb | RFC | MISO | Midcontinent Independent Transmission System Operator, Inc.. | Solar | Solar Photovoltaic | 1 | WS | 1 | 1 | 1 | NR | IPP Non-CHP | 12.47 | Q |  |  |  |  | 1.3 | [6 empty] | 2012
58797 | MISO | Valparaiso Solar, LLC | 61012 | AES Distributed Energy | 41.5022 | -87.1611 | 495 North 45 West | Valparaiso | IN | 46383 | Porter | RFC | MISO | Midcontinent Independent Transmission System Operator, Inc.. | Solar | Solar Photovoltaic | 1 | VS | 1 | 1 | 1 | NR | IPP Non-CHP | 12.47 | Q |  |  |  |  | 1.3 | [6 empty] | 2012
58798 | PJM | AC Criminal Courts Complex SPE2, LLC | 61012 | AES Distributed Energy | 39.4375 | -74.6906 | 4997 Unami Blvd | Mays Landing | NJ | 8330 | Atlantic | RFC | PJM | PJM Interconnection, LLC | Solar | Solar Photovoltaic | 1 | ACCCC | 1.3 | 1.3 | 1.3 | NR | Commercial Non-CHP | 12.47 | Q |  |  |  |  | 1.5 | Y | [5 empty] | 2012
58811 | PJM | Beaver Dam (PA) | 58685 | Beaver Dam Energy LLC | 41.6114 | -76.8431 | Wheelerville-Mountain Rd and B | Canton Township | PA | 17724 | Bradford | RFC | PJM | PJM Interconnection, LLC | Natural Gas | Natural Gas Internal Combustion Engine | 5 | GEN1; GEN2; GEN3; GEN4; GEN5 | 22 | 21 | 21 | NR | IPP Non-CHP | 34.5 | Q | 1348263940 | [10 empty] | 2016
58813 | PJM | Alpaca | 58686 | Alpaca Energy LLC | 41.6631 | -76.8056 | PA State Rd 414 and Glory Barn | Canton Township | PA | 17724 | Bradford | RFC | PJM | PJM Interconnection, LLC | Natural Gas | Natural Gas Internal Combustion Engine | 3 | 1; 2; 3 | 21 | 20.4 | 20.4 | NR | IPP Non-CHP | 34 | Q | 1356162740 | [10 empty] | 2017
58814 | WECC | Shasta Solar Farm | 58696 | Ignite Solar Holdings LLC | 41.0314 | -121.4225 | 43666 State Highway 299 East | Fall River Mills | CA | 96026 | Shasta | WECC | CISO | California Independent System Operator | Solar | Solar Photovoltaic | 2 | GENA; GENB | 3 | 3 | 3 | NR | IPP Non-CHP | 12 | Q |  |  |  |  | 4.4 | Y | [5 empty] | 2014
58818 | PJM | Milan | 58689 | Milan Energy LLC | 41.8944 | -76.5828 | Milan Rd and Sunnyside Rd | Milan | PA | 18831 | Bradford | RFC | PJM | PJM Interconnection, LLC | Natural Gas | Natural Gas Internal Combustion Engine | 3 | 1; 2; 3 | 21 | 20.4 | 20.4 | NR | IPP Non-CHP | 34.5 | Q | 1318143941 | [10 empty] | 2017
58822 | PJM | Millville City Sewer Auth WTP | 61944 | MN8 Energy LLC | 39.3764 | -75.0331 | 355 Fowser Road | Millville | NJ | 8332 | Cumberland | RFC | PJM | PJM Interconnection, LLC | Solar | Solar Photovoltaic | 2 | U1BB; U2DB | 1.2 | 1.2 | 1.2 | NR | Commercial Non-CHP | 12.47 | Q |  |  |  |  | 1.5 | [6 empty] | 2013
58825 | PJM | MTHS Co-Gen Buildings | 58701 | Maine Township High School Dist 207 | 42.0019 | -87.8522 | 1131 South Dee Rd | Park Ridge | IL | 60068 | Cook | RFC | PJM | PJM Interconnection, LLC | Natural Gas | Natural Gas Internal Combustion Engine | 2 | STH1; STH2 | 1.2 | 1.2 | 1.2 | NR | IPP CHP | 4.16 | S | [11 empty] | 1992
58830 | MISO | Cross Winds Energy Park | 4254 | Consumers Energy Co - (MI) | 43.6103 | -83.4856 | 3741 West Hoppe Rd | Unionville | MI | 48767 | Tuscola | RFC | MISO | Midcontinent Independent Transmission System Operator, Inc.. | Wind | Onshore Wind Turbine | 3 | CWEP; CWEP2; CWEP3 | 230.9 | 230.9 | 230.9 | RE | Electric Utility | 345 | I |  | 114 | GE | 314.9 | [7 empty] | 2014
58831 | WECC | Redcrest Solar Farm | 61012 | AES Distributed Energy | 35.3219 | -118.8128 | 3562 Tower Line Road | Edison | CA | 93307 | Kern | WECC | CISO | California Independent System Operator | Solar | Solar Photovoltaic | 1 | PV-1 | 16.6 | 16 | 16 | NR | IPP Non-CHP | 115 | Q |  |  |  |  | 20.9 | Y | [5 empty] | 2015
58832 | WECC | Cogenra - TEP | 63249 | Terraform Arcadia | 32.1019 | -110.8133 | 8410 S. Rita Road | Tucson | AZ | 85747 | Pima | WECC | TEPC | Tucson Electric Power Company | Solar | Solar Photovoltaic | 1 | CTEP | 1 | 1 | 1 | NR | IPP Non-CHP | 13.8 | Q |  |  |  |  | 1.1 | Y | [5 empty] | 2014
58833 | WECC | Red Horse 2 | 59146 | Red Horse 2 | 32.2861 | -110.0881 | 5529 N. Muleshoe Rd. | Willcox | AZ | 85643 | Cochise | WECC | TEPC | Tucson Electric Power Company | Mixed | Solar Photovoltaic; Onshore Wind Turbine | 2 | RH2S; RH2W | 81 | 81 | 81 | NR | IPP Non-CHP | 345 | Q |  | 15 | Vestas | 262.5 | 75.9 | Y | [5 empty] | 2015
58834 | MISO | Richland Center Renewable Energy LLC | 58709 | Richland Center Renewable Energy LLC | 43.3144 | -90.3731 | 24520 County Highway RC | Richland Center | WI | 53581 | Richland | MRO | MISO | Midcontinent Independent Transmission System Operator, Inc.. | Other | Other Waste Biomass | 2 | UNIT1; UNIT2 | 1.8 | 1.6 | 1.6 | NR | IPP CHP | 12.47 | IND | [11 empty] | 2013
58835 | SPP | Elk Station | 7349 | Golden Spread Electric Cooperative, Inc | 33.865 | -101.8433 | 1454 CR 315 | Abernathy | TX | 79311 | Hale | MRO | SWPP | Southwest Power Pool | Natural Gas | Natural Gas Fired Combustion Turbine | 3 | ELK1; ELK2; ELK3 | 599.4 | 583.1 | 606 | RE | Electric Utility | 345 | C | [11 empty] | 2015
58836 | MISO | Lakeswind Power Partners | 58710 | Lakeswind Power Partners | 46.7181 | -96.2119 | 29040 120th Ave. S. | Pelican Rapids | MN | 56572 | Clay | MRO | MISO | Midcontinent Independent Transmission System Operator, Inc.. | Wind | Onshore Wind Turbine | 1 | LW1 | 51.8 | 50 | 50 | NR | IPP Non-CHP | 115 | Q |  | 32 | GE | 262.4 | [7 empty] | 2014
58842 | WECC | Gato Montes Solar, LLC | 65411 | Duke Energy Renewables Services | 32.1028 | -110.8197 | 9070 South Rita Road | Tucson | AZ | 85747 | Pima | WECC | TEPC | Tucson Electric Power Company | Solar | Solar Photovoltaic | 1 | 1 | 5 | 5 | 5 | NR | IPP Non-CHP | 13.8 | Q |  |  |  |  | 6.1 | [6 empty] | 2012
58843 | PJM | Bethel Price Solar, LLC | 65411 | Duke Energy Renewables Services | 35.7947 | -77.3811 | 227 Price Road | Bethel | NC | 27812 | Pitt | SERC | PJM | PJM Interconnection, LLC | Solar | Solar Photovoltaic | 1 | 1 | 5 | 3.2 | 3.2 | NR | IPP Non-CHP | 34.5 | Q |  |  |  |  | 7 | Y | [5 empty] | 2014
58844 | PJM | Dogwood Solar, LLC | 65411 | Duke Energy Renewables Services | 36.125 | -77.4092 | 34880 Highway 903 | Scotland Neck | NC | 27874 | Halifax | SERC | PJM | PJM Interconnection, LLC | Solar | Solar Photovoltaic | 1 | 1 | 20 | 20 | 20 | NR | IPP Non-CHP | 12.47 | Q |  |  |  |  | 27.8 | Y | [5 empty] | 2014
58847 | PJM | Windsor Cooper HIill Solar, LLC | 65411 | Duke Energy Renewables Services | 35.9819 | -76.9178 | 159-D Cooper Hill Road | Windsor | NC | 27983 | Bertie | SERC | PJM | PJM Interconnection, LLC | Solar | Solar Photovoltaic | 1 | 1 | 5 | 5 | 5 | NR | IPP Non-CHP | 12.47 | Q |  |  |  |  | 7 | Y | [5 empty] | 2015
58872 | MISO | Bison 4 Wind Energy Center | 12647 | ALLETE, Inc. | 46.98 | -101.5547 | 5198 30th St. | New Salem | ND | 58563 | Morton | MRO | MISO | Midcontinent Independent Transmission System Operator, Inc.. | Wind | Onshore Wind Turbine | 1 | BISO4 | 205 | 201.8 | 201.8 | RE | Electric Utility | 230 | I | MP.BISON1 MP.BISON5 | 63 | Siemens | 303.5 | [7 empty] | 2015
58877 | PJM | Kinsley Landfill Solar | 15477 | Public Service Elec & Gas Co | 39.7933 | -75.1064 | 2025 Delsea Drive | Sewell | NJ | 8080 | Gloucester | RFC | PJM | PJM Interconnection, LLC | Solar | Solar Photovoltaic | 1 | KINS | 8.6 | 8.6 | 8.6 | RE | Electric Utility | 13 | I | 1248991831 |  |  |  | 11.2 | [6 empty] | 2015
58881 | PJM | County College of Morris | 58753 | Sunlight General Morris Solar LLC | 40.8567 | -74.5814 | 214 Center Grove Rd | Randolph | NJ | 7869 | Morris | RFC | PJM | PJM Interconnection, LLC | Solar | Solar Photovoltaic | 1 | PV01 | 2.9 | 2.9 | 2.9 | NR | Commercial Non-CHP | 12.5 | Q |  |  |  |  | 3.4 | [6 empty] | 2013
58882 | PJM | Mercer County Community College | 58754 | Sunlight General Mercer Solar LLC | 40.2558 | -74.6453 | 1200 Old Trenton Rd | West Windsor | NJ | 8550 | Mercer | RFC | PJM | PJM Interconnection, LLC | Solar | Solar Photovoltaic | 1 | PV01 | 7.5 | 7.5 | 7.5 | NR | Commercial Non-CHP | 26 | Q |  |  |  |  | 8.3 | [6 empty] | 2013
58883 | MISO | Highland Wind Project (IA) | 12341 | MidAmerican Energy Co | 43.0803 | -95.6561 | 620 Industrial Park Rd | Primghar | IA | 51245 | O'Brien | MRO | MISO | Midcontinent Independent Transmission System Operator, Inc.. | Wind | Onshore Wind Turbine | 7 | HLWF; HLWF2; HLWF3; HLWF4; HLWF5; HLWF6; HLWF7 | 502 | 500 | 500 | RE | Electric Utility | 345 | I | MEC.HIGHLAND1; MEC.HIGHLAND2; MEC.HIGHLAND3 | 426 | Siemens | 262.4 | [7 empty] | 2015
58884 | MISO | Lundgren Wind Project | 12341 | MidAmerican Energy Co | 42.3347 | -94.1708 | 2122 250th St | Otho | IA | 50569 | Webster | MRO | MISO | Midcontinent Independent Transmission System Operator, Inc.. | Wind | Onshore Wind Turbine | 1 | LGWF | 251 | 250 | 250 | RE | Electric Utility | 345 | I | MEC.LUNGREN | 107 | Siemens | 262.4 | [7 empty] | 2014
58885 | MISO | Macksburg Wind Project | 12341 | MidAmerican Energy Co | 41.2092 | -94.1036 | 310 E N St | Macksburg | IA | 50155 | Madison | MRO | MISO | Midcontinent Independent Transmission System Operator, Inc.. | Wind | Onshore Wind Turbine | 1 | MBWF | 119.6 | 119.6 | 119.6 | RE | Electric Utility | 161 | I | MEC.MACKSBURG | 51 | Siemens | 262.4 | [7 empty] | 2014
58886 | MISO | Wellsburg Wind Project | 12341 | MidAmerican Energy Co | 42.3908 | -92.9667 | 15087 205th St. | Wellsburg | IA | 50680 | Grundy | MRO | MISO | Midcontinent Independent Transmission System Operator, Inc.. | Wind | Onshore Wind Turbine | 1 | WBWF | 140.8 | 138.6 | 138.6 | RE | Electric Utility | 161 | I | MEC.WELLSBURG | 60 | Siemens | 262.4 | [7 empty] | 2014
58887 | PJM | Com Adam 1WF-1 | 58760 | FPC Services Inc. | 41.6603 | -89.2497 | 1973 Tower Rd | Sublette | IL | 61367 | Lee | RFC | PJM | PJM Interconnection, LLC | Wind | Onshore Wind Turbine | 2 | ADAM; EVE | 5 | 5 | 5 | NR | IPP Non-CHP | 34.5 | Q |  | 2 | Clipper | 262.4 | [7 empty] | 2007
58889 | WECC | ASTI | 58759 | Perpetual Energy Systems | 38.7614 | -122.9753 | 26150 Asti Rd | Cloverdale | CA | 95427 | Sonoma | WECC | CISO | California Independent System Operator | Solar | Solar Photovoltaic | 1 | ASTI | 1.2 | 1.2 | 1.2 | NR | IPP Non-CHP | 480 | Q |  |  |  |  | 1.5 | [6 empty] | 2009
58890 | WECC | Beringer | 58759 | Perpetual Energy Systems | 38.5108 | -122.4797 | 2000 Main Street | Saint Helena | CA | 94574 | Sonoma | WECC | CISO | California Independent System Operator | Solar | Solar Photovoltaic | 1 | BERI | 1.4 | 1.4 | 1.4 | NR | IPP Non-CHP | 480 | Q |  |  |  |  | 1.5 | [6 empty] | 2009
58891 | MISO | Big Turtle Wind Farm, LLC | 64331 | DTE Sustainable Generation | 43.8508 | -82.7825 | 1717 N. Minden Road | Harbor Beach | MI | 48441 | Huron | RFC | MISO | Midcontinent Independent Transmission System Operator, Inc.. | Wind | Onshore Wind Turbine | 1 | BTWF1 | 20 | 20 | 20 | NR | IPP Non-CHP | 120 | I |  | 10 | Gamesa | 305 | [7 empty] | 2014
58896 | PJM | Patriots Stadium | 58769 | Sunlight General Somerset Solar LLC | 40.5606 | -74.5514 | 860 East Main St | Bridgewater | NJ | 8807 | Somerset | RFC | PJM | PJM Interconnection, LLC | Solar | Solar Photovoltaic | 1 | PV01 | 1 | 1 | 1 | NR | Commercial Non-CHP | 0.48 | Q |  |  |  |  | 1.1 | [6 empty] | 2013
58897 | PJM | Temple SEGF | 58767 | Temple University | 39.98 | -75.1506 | 1820-60 N 10th Street | Philadelphia | PA | 19122 | Philadelphia | RFC | PJM | PJM Interconnection, LLC | Natural Gas | Natural Gas Internal Combustion Engine | 10 | 19G01; 19G02; 19G03; 19G04; 19G05; 19G06; 19G07; 19G08; 19G09; 19G10 | 16 | 16 | 16 | NR | Commercial Non-CHP | 13.2 | COM | [11 empty] | 1993
58898 | PJM | Pilot Hill Wind Farm | 57170 | EDF Renewable Asset Holdings, Inc. | 40.9992 | -88.0562 | 8753 West 7000 South Road | Herscher | IL | 60941 | Kankakee | RFC | PJM | PJM Interconnection, LLC | Wind | Onshore Wind Turbine | 1 | K4-1 | 175 | 175 | 175 | NR | IPP Non-CHP | 138 | Q |  | 103 | GE | 262.4 | [7 empty] | 2015
58899 | WECC | Prosperity Energy Storage Facility Hybri | 15473 | Public Service Co of NM | 35.0019 | -106.6372 | 1100 Los Picaros Rd. SE | Albuquerque | NM | 87105 | Bernalillo | WECC | PNM | Public Service Company of New Mexico | Mixed | Solar Photovoltaic; Batteries | 2 | GEN-1; GEN-2 | 1.3 | 1.3 | 1.3 | RE | Electric Utility | 12.47 | I |  |  |  |  | 0.5 |  |  | 1.3 | 0.5 | 0.5 | PBB | 2011
58900 | SPP | Balko Wind LLC | 58770 | Balko Wind LLC | 36.5181 | -100.8472 | Route 1, Box 88 | Balko | OK | 73931 | Beaver | MRO | SWPP | Southwest Power Pool | Wind | Onshore Wind Turbine | 1 | BAL1 | 299.7 | 299.7 | 299.7 | NR | IPP Non-CHP | 345 | Q |  | 162 | GE | 262.5 | [7 empty] | 2015
58901 | WECC | Tri-County Water Hydropower Project | 58771 | Tri-County Water Conservancy District | 38.2392 | -107.7581 | 31297 Highway 550 | Ridgway | CO | 81432 | Ouray | WECC | WACM | Western Area Power Administration - Rocky Mountain Region | Other | Conventional Hydroelectric | 2 | TCWG1; TCWG2 | 8 | 8 | 0.9 | NR | IPP Non-CHP | 115 | S | [11 empty] | 2014
58902 | SPP | Kingfisher Wind LLC | 58773 | Kingfisher Wind LLC | 35.7703 | -97.7997 | 18871 N Manning Road | Kingfisher | OK | 73762 | Kingfisher | MRO | SWPP | Southwest Power Pool | Wind | Onshore Wind Turbine | 1 | KNG1 | 298 | 298 | 298 | NR | IPP Non-CHP | 345 | Q | OKGE.KINGFISHER.WIND.1 | 149 | Vestas | 262.4 | [7 empty] | 2016
58904 | PJM | Fourmile Ridge | 58784 | Fourmile Wind Energy, LLC | 39.6411 | -79.0111 | 853 St John's Rock Rd. | Frostburg | MD | 21532 | Garrett | RFC | PJM | PJM Interconnection, LLC | Wind | Onshore Wind Turbine | 1 | 1 | 40 | 40 | 40 | NR | IPP Non-CHP | 138 | Q | FINZEL 34.5 KV FMRDGEWF | 16 | Nordex | 328 | [7 empty] | 2014
58906 | WECC | Valley Center 1 | 61944 | MN8 Energy LLC | 33.2342 | -117.0017 | 15155 Vesper Road | Valley Center | CA | 92082 | San Diego | WECC | CISO | California Independent System Operator | Solar | Solar Photovoltaic | 1 | VC1 | 2.5 | 2.5 | 2.5 | NR | IPP Non-CHP | 12 | Q |  |  |  |  | 3.4 | Y | [5 empty] | 2013
58907 | WECC | Valley Center 2 | 61944 | MN8 Energy LLC | 33.2342 | -117.0017 | 15155 Vesper Road | Valley Center | CA | 92082 | San Diego | WECC | CISO | California Independent System Operator | Solar | Solar Photovoltaic | 1 | VC2 | 5 | 5 | 5 | NR | IPP Non-CHP | 12 | Q |  |  |  |  | 6.8 | Y | [5 empty] | 2013
58908 | MISO | Beebe 1B | 58785 | Beebe 1B Renewable Energy, LLC | 43.2569 | -84.4997 | 5176 E Pierce Rd | Ithaca | MI | 48847 | Gratiot | RFC | MISO | Midcontinent Independent Transmission System Operator, Inc.. | Wind | Onshore Wind Turbine | 1 | 1 | 50.4 | 50.4 | 50.4 | NR | IPP Non-CHP | 345 | Q | CONS.EXGNBB1B | 21 | Nordex | 299 | [7 empty] | 2014
58909 | WECC | Ramona 1 | 61944 | MN8 Energy LLC | 33.0122 | -116.875 | 1650 Warnock Drive | Ramona | CA | 92065 | San Diego | WECC | CISO | California Independent System Operator | Solar | Solar Photovoltaic | 1 | RAM1 | 2 | 2 | 2 | NR | IPP Non-CHP | 12 | Q |  |  |  |  | 2.7 | Y | [5 empty] | 2013
58911 | WECC | Ramona 2 | 61944 | MN8 Energy LLC | 33.0122 | -116.875 | 1650 Warnock Drive | Ramona | CA | 92065 | San Diego | WECC | CISO | California Independent System Operator | Solar | Solar Photovoltaic | 1 | RAM2 | 5 | 5 | 5 | NR | IPP Non-CHP | 12 | Q |  |  |  |  | 6.6 | Y | [5 empty] | 2013
58912 | WECC | Santa Fe Springs Rooftop Solar BLDG M | 57104 | Golden Springs Development Company LLC | 33.9108 | -118.0444 | 13300 Carmenita Road | Santa Fe Springs | CA | 90670 | Los Angeles | WECC | CISO | California Independent System Operator | Solar | Solar Photovoltaic | 1 | 1 | 1.8 | 1.8 | 1.8 | NR | IPP Non-CHP | 12 | Q |  |  |  |  | 2.3 | N | [5 empty] | 2015
58913 | WECC | Santa Fe Springs Rooftop Solar BLDG H | 57104 | Golden Springs Development Company LLC | 33.9108 | -118.0444 | 13220 Orden Drive | Santa Fe Springs | CA | 90670 | Los Angeles | WECC | CISO | California Independent System Operator | Solar | Solar Photovoltaic | 1 | 1 | 1.5 | 1.5 | 1.5 | NR | IPP Non-CHP | 12 | Q |  |  |  |  | 2 | Y | [5 empty] | 2015
58914 | WECC | MCAGCC Cogen Plant | 58789 | DOD USMC Marine Air Ground Combat | 34.2372 | -116.0542 | MCAGCC | Twentynine Palms | CA | 92278 | San Bernardino | WECC | CISO | California Independent System Operator | Natural Gas | Natural Gas Fired Combustion Turbine | 3 | CG1; CG100; CG200 | 16.4 | 16.2 | 10 | NR | IPP CHP | 34.5 | F | [11 empty] | 2003
58915 | WECC | Copper Mountain Solar 3 | 56769 | Consolidated Edison Development Inc. | 35.8894 | -114.9579 | 15301 Hwy US 95 South | Boulder City | NV | 89006 | Clark | WECC | LDWP | Los Angeles Department of Water and Power | Solar | Solar Photovoltaic | 10 | 1; 10; 2; 3; 4; 5; 6; 7; 8; 9 | 255 | 255 | 255 | NR | IPP Non-CHP | 525 | Q |  |  |  |  | 311.2 | [6 empty] | 2014
58917 | PJM | Tioga Solar Morris County 1 LLC | 58753 | Sunlight General Morris Solar LLC | 40.8153 | -74.4758 | 161 East Hannover Ave | Morristown | NJ | 7960 | Morris | RFC | PJM | PJM Interconnection, LLC | Solar | Solar Photovoltaic | 1 | MMIR | 1 | 0.9 | 0.9 | NR | Commercial Non-CHP | 12.47 | Q |  |  |  |  | 0.96 | [6 empty] | 2011
58918 | WECC | 2081 Terzian Solar Project | 61315 | Solarenewal LLC | 36.67 | -119.4158 | 4735 South Englehart Ave | Reedley | CA | 93654 | Fresno | WECC | CISO | California Independent System Operator | Solar | Solar Photovoltaic | 1 | 2081 | 1.2 | 1.2 | 1.2 | NR | IPP Non-CHP | 12 | Q |  |  |  |  | 1.6 | N | [5 empty] | 2014
58919 | WECC | 2127 Harris Solar Project | 61315 | Solarenewal LLC | 39.2917 | -121.6697 | 11160 Hampton Road | Live Oak | CA | 95953 | Butte | WECC | CISO | California Independent System Operator | Solar | Solar Photovoltaic | 1 | 2127 | 1.3 | 1.3 | 1.3 | NR | IPP Non-CHP | 12 | Q |  |  |  |  | 1.4 | Y | [5 empty] | 2014
58920 | WECC | 2097 Helton Solar Project | 61315 | Solarenewal LLC | 37.3522 | -120.5069 | 1219 West Tahoe Street | Merced | CA | 95348 | Merced | WECC | CISO | California Independent System Operator | Solar | Solar Photovoltaic | 1 | 2097 | 1.5 | 1.5 | 1.5 | NR | IPP Non-CHP | 12 | Q |  |  |  |  | 2 | Y | [5 empty] | 2014
58921 | PJM | Napoleon Biogas | 58383 | CH4 Biogas LLC | 41.3556 | -84.1025 | 12329 County Road P-3 | Napoleon | OH | 43545 | Henry | RFC | PJM | PJM Interconnection, LLC | Other | Other Waste Biomass | 2 | GEN1; GEN2 | 2.8 | 2.4 | 2.4 | NR | IPP Non-CHP | 13.2 | Q | [11 empty] | 2013
58924 | MISO | Sugar Creek Wind One LLC | 60568 | Sugar Creek Wind One LLC | 40.0742 | -89.2919 | TBD | TBD | IL | 62656 | Logan | SERC | MISO | Midcontinent Independent Transmission System Operator, Inc.. | Wind | Onshore Wind Turbine | 1 | SUG1 | 202 | 202 | 202 | NR | IPP Non-CHP | 138 | Q |  | 114 | Vestas | 393.7 | [7 empty] | 2020
58925 | MISO | Lincoln Land Wind | 60569 | Lincoln Land Wind, LLC | 39.8219 | -89.9558 | TBD | TBD | IL | 62677 | Sangamon | SERC | MISO | Midcontinent Independent Transmission System Operator, Inc.. | Wind | Onshore Wind Turbine | 1 | SAN1 | 302 | 302 | 302 | NR | IPP Non-CHP | 69 | Q |  | 107 | GE | 374 | [7 empty] | 2021
58927 | MISO | Story City Wind Project | 58795 | Hamilton Wind Energy LLC | 42.2081 | -93.5994 | 55090 100th Street | Story City | IA | 50248 | Story | MRO | MISO | Midcontinent Independent Transmission System Operator, Inc.. | Wind | Onshore Wind Turbine | 1 | WT01 | 1.5 | 1.5 | 1.5 | NR | IPP Non-CHP | 12.47 | Q |  | 1 | Goldwind | 278.9 | [7 empty] | 2010
58929 | MISO | Melrose 2 | 12286 | Melrose Public Utilities | 45.6764 | -94.8019 | 116 8th Ave NE | Melrose | MN | 56352 | Stearns | MRO | MISO | Midcontinent Independent Transmission System Operator, Inc.. | Petroleum | Petroleum Liquids | 1 | 12286 | 1 | 0.9 | 0.9 | RE | Electric Utility | 12.47 | M | [11 empty] | 2014
58932 | MISO | Traer Wind Project | 19062 | City of Traer - (IA) | 42.1614 | -92.4425 | 1937 QQ Ave | Traer | IA | 50675 | Tama | MRO | MISO | Midcontinent Independent Transmission System Operator, Inc.. | Wind | Onshore Wind Turbine | 1 | WT01 | 1.5 | 1.5 | 1.5 | RE | Electric Utility | 12.47 | M |  | 1 | Goldwind | 278.9 | [7 empty] | 2010
58933 | PJM | Shell Chemical Appalachia LLC | 58798 | Shell Chemical Appalachia LLC | 40.6717 | -80.3364 | 300 Frankfort Road | Monaca | PA | 15061 | Beaver | RFC | PJM | PJM Interconnection, LLC | Natural Gas | Natural Gas Fired Combined Cycle | 5 | GTG1; GTG2; GTG3; STG1; STG2 | 309.8 | 256.7 | 291.1 | NR | Industrial CHP | 138 | IND | [11 empty] | 2021
58938 | SPP | Origin Wind | 59380 | Enel Green Power NA, Inc. | 34.4461 | -97.2697 | 1593 Indian Road | Hennepin | OK | 73444 | Murray | MRO | SWPP | Southwest Power Pool | Wind | Onshore Wind Turbine | 1 | WT | 150 | 150 | 150 | NR | IPP Non-CHP | 138 | Q |  | 75 | Vestas | 295 | [7 empty] | 2014
58939 | SPP | Anderson Wind I | 57421 | Chopin Wind, LLC | 33.0294 | -103.8558 | 3643 Aberdeen Road | Hagerman | NM | 88232 | Chaves | MRO | SWPP | Southwest Power Pool | Wind | Onshore Wind Turbine | 1 | AND1 | 5 | 5 | 5 | NR | IPP Non-CHP | 69 | Q |  | 3 | Vestas | 262.4 | [7 empty] | 2014
58940 | SPP | Anderson Wind II | 57421 | Chopin Wind, LLC | 33.0139 | -103.865 | 3643 Aberdeen Road | Hagerman | NM | 88232 | Chaves | MRO | SWPP | Southwest Power Pool | Wind | Onshore Wind Turbine | 1 | AND2 | 10 | 10 | 10 | NR | IPP Non-CHP | 69 | Q |  | 5 | Vestas | 262.4 | [7 empty] | 2014
58942 | MISO | Rockville Solar I LLC | 60025 | Greenbacker Renewable Energy Corporation | 39.7631 | -86.3011 | 7601 Rockville Road | Indianapolis | IN | 46231 | Marion | RFC | MISO | Midcontinent Independent Transmission System Operator, Inc.. | Solar | Solar Photovoltaic | 1 | RVSI | 2.8 | 2.8 | 2.8 | NR | IPP Non-CHP | 13.2 | Q |  |  |  |  | 3.1 | [6 empty] | 2014
58943 | PJM | Halifax (NC) | 65411 | Duke Energy Renewables Services | 36.4419 | -77.7114 | 460 Airport Road | Roanoke Rapids | NC | 27879 | Halifax | SERC | PJM | PJM Interconnection, LLC | Solar | Solar Photovoltaic | 1 | 1 | 20 | 20 | 20 | NR | IPP Non-CHP | 34.5 | Q |  |  |  |  | 29 | [6 empty] | 2014
58944 | MISO | Woodville Renewable Power Project | 39347 | East Texas Electric Coop, Inc | 30.7483 | -94.4375 | 1580 CR 1020 | Woodville | TX | 75979 | Tyler | SERC | MISO | Midcontinent Independent Transmission System Operator, Inc.. | Other | Wood/Wood Waste Biomass | 1 | G1 | 49.9 | 46.5 | 46.5 | RE | Electric Utility | 138 | C | ESS.WRPP1 | [10 empty] | 2014
58947 | PJM | Bristol Myers Squibb Lawrenceville | 2265 | Bristol-Myers Squibb Co | 40.3247 | -74.7078 | Route 206 & Province Line road | Lawrenceville | NJ | 8540 | Mercer | RFC | PJM | PJM Interconnection, LLC | Mixed | Petroleum Liquids; Natural Gas Fired Combustion Turbine | 3 | DG101; TG101; TG102 | 11.1 | 10.3 | 11.1 | NR | IPP CHP | 69 | IND | [11 empty] | 1991
58949 | WECC | Cloverdale Solar I | 60281 | Altus Power America Management, LLC | 38.7731 | -123.0178 | 200 Kelley Rd | Cloverdale | CA | 95425 | Sonoma | WECC | CISO | California Independent System Operator | Solar | Solar Photovoltaic | 1 | TBD | 1.5 | 1.5 | 1.5 | NR | IPP Non-CHP | 12 | Q |  |  |  |  | 1.7 | [6 empty] | 2014
58951 | PJM | Delilah Road Landfill | 63069 | CVI CleanCapital Solar 5 LLC | 39.4161 | -74.5439 | 1307 Doughty Road, 34 Atlantic | Egg Harbor | NJ | 8234 | Atlantic | RFC | PJM | PJM Interconnection, LLC | Solar | Solar Photovoltaic | 1 | DRLS | 8.5 | 8.5 | 8.5 | NR | IPP Non-CHP | 12.47 | Q |  |  |  |  | 10.7 | [6 empty] | 2016
58953 | MISO | Rockville Solar II, LLC | 60025 | Greenbacker Renewable Energy Corporation | 39.7669 | -86.3 | 7900 Rockville Road | Indianapolis | IN | 46214 | Marion | RFC | MISO | Midcontinent Independent Transmission System Operator, Inc.. | Solar | Solar Photovoltaic | 1 | RVSII | 2.7 | 2.7 | 2.7 | NR | IPP Non-CHP | 13.2 | Q |  |  |  |  | 3.2 | [6 empty] | 2014
58954 | WECC | Intel Folsom Phase 2 | 57313 | Tesla Inc. | 38.6436 | -121.1639 | 1900 Prairie City Rd | Folsom | CA | 95360 | Sacramento | WECC | BANC | Balancing Authority of Northern California | Solar | Solar Photovoltaic | 1 | PV | 1 | 1 | 1 | NR | IPP Non-CHP | 0.48 | Q |  |  |  |  | 1.2 | Y | [5 empty] | 2012
58959 | SPP | Butler Solar Power Project | 12670 | Missouri Jnt Muni.Pwr Elec. Ut. Comm. | 38.27 | -94.35 | 920 Enterprise Rd | Butler | MO | 64730 | Bates | MRO | SWPP | Southwest Power Pool | Solar | Solar Photovoltaic | 1 | BSF1 | 2.8 | 2.8 | 2.8 | NR | IPP Non-CHP | 12.47 | P |  |  |  |  | 3.2 | [6 empty] | 2014
58960 | WECC | Laguna Water Reclamation Facility | 58824 | City of Santa Rosa | 38.3689 | -122.7658 | 4300 Llano Road | Santa Rosa | CA | 95407 | Sonoma | WECC | CISO | California Independent System Operator | Other | Other Waste Biomass | 4 | S200; S201; S202; S203 | 4.4 | 4.4 | 4.4 | NR | Commercial CHP | 60 | M | [11 empty] | 2013
58961 | WECC | Oregon University System OIT Klamath Fal | 57313 | Tesla Inc. | 42.2542 | -121.785 | 3201 Campus Drive | Klamath Falls | OR | 97601 | Klamath | WECC | PACW | PacifiCorp - West | Solar | Solar Photovoltaic | 1 | PV | 1.7 | 1.7 | 1.7 | NR | IPP Non-CHP | 0.48 | Q |  |  |  |  | 2 | [6 empty] | 2014
58963 | WECC | Las Virgenes Municipal Water District | 57313 | Tesla Inc. | 34.1361 | -118.7019 | 4232 Las Virgenes Rd | Calabasas | CA | 91302 | Los Angeles | WECC | CISO | California Independent System Operator | Solar | Solar Photovoltaic | 1 | PV | 1 | 1 | 1 | NR | IPP Non-CHP | 0.48 | Q |  |  |  |  | 1.1 | Y | [5 empty] | 2014
58965 | MISO | Thunder Spirit Wind, LLC | 12199 | Montana-Dakota Utilities Co | 46.075 | -102.5633 | 2nd Street NE | Hettinger | ND | 58639 | Adams | MRO | MISO | Midcontinent Independent Transmission System Operator, Inc.. | Wind | Onshore Wind Turbine | 2 | 2; THNDR | 155.5 | 155.5 | 155.5 | RE | Electric Utility | 230 | I | MDU.TSWF1 | 59 | Nordex | 298.6 | [7 empty] | 2015
58966 | WECC | Fairfield Wind | 60025 | Greenbacker Renewable Energy Corporation | 47.7233 | -111.9653 | 175 7th Rd NE | Fairfield | MT | 59436 | Teton | WECC | NWMT | NorthWestern Energy (NWMT) | Wind | Onshore Wind Turbine | 1 | T 1-6 | 10 | 10 | 10 | NR | IPP Non-CHP | 69 | Q |  | 6 | GE | 262.4 | [7 empty] | 2014
58972 | WECC | Fort Huachuca Solar PV Project | 24211 | Tucson Electric Power Co | 31.5553 | -110.35 | Kelsay Ave. Fort Huachuca Army | Sierra Vista | AZ | 85613 | Cochise | WECC | TEPC | Tucson Electric Power Company | Solar | Solar Photovoltaic | 2 | FHUA2; FHUAC | 17.7 | 18 | 18 | RE | Electric Utility | 13.8 | I |  |  |  |  | 22.2 | [6 empty] | 2014
58973 | WECC | White River Solar 2 | 56769 | Consolidated Edison Development Inc. | 35.8747 | -119.0461 | 4800 Road 50 | Alpaugh | CA | 93201 | Tulare | WECC | CISO | California Independent System Operator | Solar | Solar Photovoltaic | 1 | W2CA | 19.8 | 19.8 | 19.8 | NR | IPP Non-CHP | 115 | Q |  |  |  |  | 26 | Y | [5 empty] | 2014
58975 | WECC | Henrietta Solar Project | 17650 | Southern Power Co | 36.2188 | -119.8058 | 19177 Kent Ave. | Lemoore | CA | 19177 | Kings | WECC | CISO | California Independent System Operator | Solar | Solar Photovoltaic | 1 | PV1 | 102 | 100 | 100 | NR | IPP Non-CHP | 115 | I |  |  |  |  | 127.9 | Y | [5 empty] | 2016
58978 | WECC | Central Valley Ag Power | 58839 | Central Valley Ag Power LLC | 37.7197 | -120.8986 | 5509 Langworth Rd | Oakdale | CA | 95361 | Stanislaus | WECC | CISO | California Independent System Operator | Other | Other Waste Biomass | 1 | CVAP | 1.5 | 1.5 | 1.5 | NR | IPP Non-CHP | 17.2 | IND | [11 empty] | 2014
58980 | PJM | Akron WRF | 222 | City of Akron | 41.1533 | -81.5689 | 2460 Akron Peninsula Rd | Akron | OH | 44313 | Summit | RFC | PJM | PJM Interconnection, LLC | Other | Other Waste Biomass | 3 | 2G-1; 2G-2; 2G-3 | 1.8 | 1.8 | 1.8 | NR | Commercial CHP | 69 | M | [11 empty] | 2014
58981 | SPP | Broken Bow Wind II, LLC | 56769 | Consolidated Edison Development Inc. | 41.3239 | -99.3231 | 80339 Rd 444 | Broken Bow | NE | 68822 | Custer | MRO | SWPP | Southwest Power Pool | Wind | Onshore Wind Turbine | 1 | BBII | 73.1 | 73.1 | 73.1 | NR | IPP Non-CHP | 120 | Q |  | 43 | GE | 262.4 | [7 empty] | 2014
58983 | WECC | RE Camelot LLC | 60453 | Onward Energy | 35.0267 | -118.1856 | 13609 Holt Street | Mojave | CA | 93501 | Kern | WECC | CISO | California Independent System Operator | Solar | Solar Photovoltaic | 1 | 1 | 45 | 45 | 45 | NR | IPP Non-CHP | 66 | Q |  |  |  |  | 59.1 | Y | [5 empty] | 2014
58984 | WECC | RE Adams East, LLC | 60453 | Onward Energy | 36.6175 | -120.2908 | 8008 S. Derrick Ave | Fresno | CA | 93668 | Fresno | WECC | CISO | California Independent System Operator | Solar | Solar Photovoltaic | 1 | 1 | 19 | 19 | 19 | NR | IPP Non-CHP | 70 | Q |  |  |  |  | 24.9 | Y | [5 empty] | 2014
58985 | WECC | RE Kansas Solar, LLC | 60453 | Onward Energy | 36.2478 | -119.8339 | 15515 21st Ave | Lemoore | CA | 93245 | Kings | WECC | CISO | California Independent System Operator | Solar | Solar Photovoltaic | 1 | 1 | 20 | 20 | 20 | NR | IPP Non-CHP | 115 | Q |  |  |  |  | 27.1 | Y | [5 empty] | 2014
58986 | WECC | RE Old River One, LLC | 60453 | Onward Energy | 35.2233 | -119.0889 | 7701 Shafter Rd | Bakersfield | CA | 93313 | Kern | WECC | CISO | California Independent System Operator | Solar | Solar Photovoltaic | 1 | 1 | 20 | 20 | 20 | NR | IPP Non-CHP | 70 | Q |  |  |  |  | 26.8 | Y | [5 empty] | 2014
58990 | WECC | RE Columbia Two, LLC | 60453 | Onward Energy | 35.0267 | -118.1856 | 13655 Holt Street | Mojave | CA | 93501 | Kern | WECC | CISO | California Independent System Operator | Solar | Solar Photovoltaic | 1 | 1 | 15 | 15 | 15 | NR | IPP Non-CHP | 66 | Q |  |  |  |  | 19.4 | Y | [5 empty] | 2014
58991 | WECC | RE Kent South, LLC | 60453 | Onward Energy | 36.2261 | -119.9053 | 17264 25th Ave. | Lemoore | CA | 93245 | Kings | WECC | CISO | California Independent System Operator | Solar | Solar Photovoltaic | 1 | 1 | 20 | 20 | 20 | NR | IPP Non-CHP | 70 | Q |  |  |  |  | 26.3 | Y | [5 empty] | 2014
58994 | SPP | Breckinridge Wind Project LLC | 59394 | NextEra Energy Resources Breckinridge | 36.4769 | -97.6856 | 13113 East Phillips Ave | Enid | OK | 73701 | Garfield | MRO | SWPP | Southwest Power Pool | Wind | Onshore Wind Turbine | 1 | BWP | 98.8 | 98.8 | 98.8 | NR | IPP Non-CHP | 138 | Q |  | 57 | GE | 263 | [7 empty] | 2015
58995 | MISO | St. Olaf Wind Turbine | 58828 | St. Olaf College | 44.4622 | -93.1928 | 1520 St. Olaf Ave. | Northfield | MN | 55057 | Rice | MRO | MISO | Midcontinent Independent Transmission System Operator, Inc.. | Wind | Onshore Wind Turbine | 1 | OLFWT | 1.6 | 1.6 | 1.6 | NR | Commercial Non-CHP | 13.8 | COM |  | 1 | Vestas | 270 | [7 empty] | 2006
58996 | MISO | St. Olaf StandBy Generators | 58828 | St. Olaf College | 44.4611 | -93.1808 | 1520 St. Olaf Ave. | Northfield | MN | 55057 | Rice | MRO | MISO | Midcontinent Independent Transmission System Operator, Inc.. | Petroleum | Petroleum Liquids | 3 | SBIC1; SBIC2; SBIC3 | 4.1 | 3.8 | 2.9 | NR | Commercial Non-CHP | 13.8 | COM | [11 empty] | 1999
58998 | SPP | Goodwell Wind Project LLC | 59380 | Enel Green Power NA, Inc. | 36.5414 | -101.5656 | 2180 Road II | Goodwell | OK | 73939 | Texas | MRO | SWPP | Southwest Power Pool | Wind | Onshore Wind Turbine | 1 | GWWP | 200 | 200 | 200 | NR | IPP Non-CHP | 115 | Q |  | 100 | Vestas | 328 | [7 empty] | 2015
58999 | SPP | Little Elk Wind Project LLC | 59380 | Enel Green Power NA, Inc. | 35.1947 | -98.9072 | 22973 E 1260 Rd | Cordell | OK | 73632 | Washita | MRO | SWPP | Southwest Power Pool | Wind | Onshore Wind Turbine | 1 | LEWP | 74 | 74 | 74 | NR | IPP Non-CHP | 69 | Q |  | 34 | Vestas | 361 | [7 empty] | 2015
59001 | PJM | Parkland Landfill Solar | 15477 | Public Service Elec & Gas Co | 40.1275 | -74.7108 | 1070 Rt 206 | Bordentown | NJ | 8505 | Burlington | RFC | PJM | PJM Interconnection, LLC | Solar | Solar Photovoltaic | 1 | PARK | 7.8 | 7.8 | 7.8 | RE | Electric Utility | 26 | I | 1248991896 |  |  |  | 10.1 | [6 empty] | 2015
59002 | WECC | Carlsbad Energy Center | 58847 | NRG California Peaker Operations LLC | 33.1405 | -117.3339 | 4950 Avendia Encinas | Carlsbad | CA | 92008 | San Diego | WECC | CISO | California Independent System Operator | Natural Gas | Natural Gas Fired Combustion Turbine | 5 | CEC 6; CEC 7; CEC 8; CEC 9; CEC10 | 659 | 527.5 | 527.5 | NR | IPP Non-CHP | 138 | Q | CARLS1_2_CARCT1; CARLS2_1_CARCT1 | [10 empty] | 2018
59003 | WECC | Two Dot Wind Farm | 56815 | NorthWestern Energy (MT wind/thermal) | 46.4494 | -110.0872 | 8794 US Highway 12 | Two Dot | MT | 59085 | Wheatland | WECC | NWMT | NorthWestern Energy (NWMT) | Wind | Onshore Wind Turbine | 1 | 1 | 9.7 | 9.7 | 9.7 | RE | Electric Utility | 100 | I |  | 6 | GE | 260 | [7 empty] | 2014
59004 | PJM | Potomac Energy Center, LLC | 64709 | Potomac Energy Center LLC | 39.0581 | -77.545 | 20077 Gant Lane | Leesburg | VA | 20175 | Loudoun | SERC | PJM | PJM Interconnection, LLC | Natural Gas | Natural Gas Fired Combined Cycle | 3 | GEN1; GEN2; GEN3 | 812 | 766 | 770 | NR | IPP Non-CHP | 230 | Q | 1338431559; 1338431560; 1338431561 | [10 empty] | 2017
59008 | WECC | Woodmere Solar Farm | 61012 | AES Distributed Energy | 35.3231 | -118.8214 | 16161 Muller Road | Edison | CA | 93307 | Kern | WECC | CISO | California Independent System Operator | Solar | Solar Photovoltaic | 1 | PV1 | 15 | 15 | 14 | NR | IPP Non-CHP | 115 | Q |  |  |  |  | 18.8 | Y | [5 empty] | 2015
59009 | WECC | Hayworth Solar | 61012 | AES Distributed Energy | 35.3253 | -118.8786 | 16162 Muller Road | Edison | CA | 93307 | Kern | WECC | CISO | California Independent System Operator | Solar | Solar Photovoltaic | 1 | PV1 | 27 | 26 | 25 | NR | IPP Non-CHP | 115 | Q |  |  |  |  | 33.3 | Y | [5 empty] | 2015
59010 | WECC | Macho Springs | 17650 | Southern Power Co | 32.57 | -107.48 | 18120 Hatch Hwy NE | Deming | NM | 88030 | Luna | WECC | EPE | El Paso Electric Company | Solar | Solar Photovoltaic | 1 | MSS1 | 55 | 52.2 | 52.2 | NR | IPP Non-CHP | 345 | I |  |  |  |  | 64.6 | Y | [5 empty] | 2014
59012 | PJM | Walt Bailey Bioenergy Facility | 58862 | DC Water | 38.8206 | -77.0183 | 5000 Overlook Ave SW | Washington | DC | 20032 | District of Columbia | SERC | PJM | PJM Interconnection, LLC | Other | Other Waste Biomass | 3 | TURB1; TURB2; TURB3 | 14.1 | 12 | 12 | NR | Commercial CHP | 480 | M | [11 empty] | 2015
59018 | MISO | East Chicago | 60281 | Altus Power America Management, LLC | 41.6322 | -87.4692 | 329 East Columbus Dr. | East Chicago | IN | 46312 | Lake | RFC | MISO | Midcontinent Independent Transmission System Operator, Inc.. | Solar | Solar Photovoltaic | 1 | 1 | 2 | 2 | 2 | NR | IPP Non-CHP | 34.5 | Q |  |  |  |  | 2.3 | [6 empty] | 2013
59019 | MISO | Griffith | 60281 | Altus Power America Management, LLC | 41.5214 | -87.4361 | 123 S. Pipeline Drive | Griffith | IN | 46319 | Lake | RFC | MISO | Midcontinent Independent Transmission System Operator, Inc.. | Solar | Solar Photovoltaic | 1 | 1 | 2 | 2 | 2 | NR | IPP Non-CHP | 34.5 | Q |  |  |  |  | 2.3 | [6 empty] | 2013
59020 | WECC | Gila Bend Hybrid | 803 | Arizona Public Service Co | 32.9408 | -112.8814 | 32700 W Powerline Rd | Gila Bend | AZ | 85337 | Maricopa | WECC | AZPS | Arizona Public Service Company | Mixed | Batteries; Solar Photovoltaic | 2 | GB36M; PV1 | 68 | 68 | 68 | RE | Electric Utility | 12.47 | I |  |  |  |  | 51 | Y |  | 96 | 32 | 32 | LIB | 2014
59021 | MISO | Hoopeston Wind LLC | 58865 | Hoopeston Wind LLC | 40.3997 | -87.7992 | 36882 N 770 East Road | Rossville | IL | 60963 | Vermilion | SERC | MISO | Midcontinent Independent Transmission System Operator, Inc.. | Wind | Onshore Wind Turbine | 1 | HOO1 | 98 | 98 | 98 | NR | IPP Non-CHP | 138 | Q |  | 49 | Vestas | 311 | [7 empty] | 2015
59024 | PJM | Euclid Farm, Stamco N-54 | 58869 | Case Western Reserve University | 41.6022 | -81.4969 | 26650 Lakeland Blvd | Euclid | OH | 44106 | Cuyahoga | RFC | PJM | PJM Interconnection, LLC | Wind | Onshore Wind Turbine | 1 | N-54 | 1 | 1 | 1 | NR | IPP Non-CHP | 36.2 | Q |  | 1 | Nordex | 229 | [7 empty] | 2012
59026 | PJM | Back River Waste Water Treatment | 58870 | Mayor and City Council of Baltimore City | 39.2997 | -76.4942 | 8201 Eastern Ave | Baltimore | MD | 21224 | Baltimore City | RFC | PJM | PJM Interconnection, LLC | Mixed | Other Waste Biomass; Solar Photovoltaic | 3 | CHP 1; CHP 2; SOLAR | 3 | 2.6 | 2.6 | NR | IPP Non-CHP | 32 | M |  |  |  |  | 1 | Y | [5 empty] | 2009
59044 | WECC | Rio Rico Solar | 19728 | UNS Electric, Inc | 31.5 | -111.0081 | 1401 E Frontage Rd | Rio Rico | AZ | 85648 | Santa Cruz | WECC | TEPC | Tucson Electric Power Company | Solar | Solar Photovoltaic | 1 | RRSF | 6 | 6 | 6 | RE | Electric Utility | 13.2 | I |  |  |  |  | 7.2 | [6 empty] | 2014
59045 | SPP | Jameson Energy Center | 10035 | Kansas Municipal Energy Agency | 37.9547 | -100.8306 | 325 S Jennie Barker Rd | Garden City | KS | 67846 | Finney | MRO | SWPP | Southwest Power Pool | Natural Gas | Natural Gas Internal Combustion Engine | 3 | JEC1; JEC2; JEC3 | 27.6 | 27 | 32.1 | RE | Electric Utility | 34.5 | M | KMEA_EMP2 GARC1; KMEA EMP2 GARC2; KMEA EMP2 GARC3 | [10 empty] | 2014
59053 | MISO | Michelangelo Wind 3 LLC | 58887 | Michelangelo Wind 3 LLC | 42.019 | -93.514 | Highway 210 and 535 Avenue | Huxley | IA | 50014 | Story | MRO | MISO | Midcontinent Independent Transmission System Operator, Inc.. | Wind | Onshore Wind Turbine | 1 | WT1 | 3 | 3 | 3 | NR | IPP Non-CHP | 12.47 | Q |  | 1 | Acciona | 287 | [7 empty] | 2017
59055 | PJM | Rariton OMP | 57130 | Janssen Pharmaceutical Co | 40.5744 | -74.6481 | 1000 US Highway 202 N | Raritan | NJ | 8869 | Somerset | RFC | PJM | PJM Interconnection, LLC | Solar | Solar Photovoltaic | 1 | PV1 | 1.7 | 1.74 | 1.74 | NR | IPP Non-CHP | 26 | IND |  |  |  |  | 2.4 | [6 empty] | 2012
59056 | PJM | Spring House | 57130 | Janssen Pharmaceutical Co | 40.1839 | -75.2342 | McKean Road | Spring House | PA | 19477 | Montgomery | RFC | PJM | PJM Interconnection, LLC | Natural Gas | Natural Gas Internal Combustion Engine | 1 | GEN 1 | 3.8 | 3.8 | 3.8 | NR | IPP Non-CHP | 32 | IND | [11 empty] | 2013
59057 | PJM | Skillman | 66224 | Johnson & Johnson Consumer Inc | 40.5744 | -74.6481 | 199 Grandview Road | Skillman | NJ | 8558 | Somerset | RFC | PJM | PJM Interconnection, LLC | Solar | Solar Photovoltaic | 1 | GEN 1 | 1.1 | 1.1 | 1.1 | NR | IPP Non-CHP | 26 | COM |  |  |  |  | 1.4 | [6 empty] | 2011
59058 | WECC | Vacaville | 66500 | 700Eubanks LLC | 38.3994 | -121.9603 | 700 Eubanks Drive | Vacaville | CA | 95687 | Solano | WECC | CISO | California Independent System Operator | Solar | Solar Photovoltaic | 1 | GEN 1 | 1 | 1 | 1 | NR | IPP Non-CHP | 22.9 | Q |  |  |  |  | 1 | [6 empty] | 2007
59059 | PJM | Raritan ITS | 57130 | Janssen Pharmaceutical Co | 40.5744 | -74.6542 | 1003 US Highway 202 N | Raritan | NJ | 8869 | Somerset | RFC | PJM | PJM Interconnection, LLC | Solar | Solar Photovoltaic | 1 | GEN 1 | 2 | 2 | 2 | NR | IPP Non-CHP | 26 | IND |  |  |  |  | 2.1 | [6 empty] | 2010
59061 | PJM | Radfords Run Wind Farm | 56215 | Big Sky Wind, LLC | 40.0111 | -89.0472 | 12576 Glasgow Rd | Maroa | IL | 61756 | Dewitt | RFC | PJM | PJM Interconnection, LLC | Wind | Onshore Wind Turbine | 1 | WT1 | 278 | 278 | 278 | NR | IPP Non-CHP | 345 | Q | 933 TWIN34.5 KV RADFRDWF | 139 | Vestas | 311.6 | [7 empty] | 2017
59065 | SPP | Drift Sand Wind Project LLC | 59380 | Enel Green Power NA, Inc. | 34.8278 | -97.9572 | 852 County Road 1510 | Rush Springs | OK | 73082 | Grady | MRO | SWPP | Southwest Power Pool | Wind | Onshore Wind Turbine | 1 | WT1 | 108 | 108 | 108 | NR | IPP Non-CHP | 138 | Q |  | 54 | Vestas | 262 | [7 empty] | 2016
59071 | MISO | Carroll Area Wind Farm | 62042 | SRIV Partnership LLC | 41.9414 | -94.8861 | 28232 Highway 71 | Templeton | IA | 51463 | Carroll | MRO | MISO | Midcontinent Independent Transmission System Operator, Inc.. | Wind | Onshore Wind Turbine | 1 | WT 1 | 20.7 | 20.7 | 20.7 | NR | IPP Non-CHP | 69 | Q |  | 9 | Siemens | 262.4 | [7 empty] | 2015
59074 | WECC | SC 1 Data Center, Phase 2 | 58893 | Xeres Ventures LLC | 37.3617 | -121.9436 | 555 Reed Street | Santa Clara | CA | 95050 | Santa Clara | WECC | CISO | California Independent System Operator | Petroleum | Petroleum Liquids | 44 | 14B; 17A; 17B; 18A; 18B; 19A; 19B; 20A; 20B; 21A; 21B; 22A; 22B; EG10A; EG10B; EG11A; EG11B; EG12A; EG12B; EG13A; EG13B; EG14A; EG15A; EG15B; EG16A; EG16B; EG1A; EG1B; EG2A; EG2B; EG3A; EG3B; EG4A; EG4B; EG5A; EG5B; EG6A; EG6B; EG7A; EG7B; EG8B; EG9A; EG9B; GEN8A | 99.6 | 99.6 | 99.6 | NR | Commercial Non-CHP | 69 | COM | [11 empty] | 2011
59076 | WECC | Chopin Wind LLC | 57421 | Chopin Wind, LLC | 45.88 | -118.4633 | York Road and Co Road 672 | Milton-Freewater | OR | 97862 | Umatilla | WECC | PACW | PacifiCorp - West | Wind | Onshore Wind Turbine | 1 | WT1 | 10 | 10 | 10 | NR | IPP Non-CHP | 69 | Q |  | 6 | GE | 262.4 | [7 empty] | 2016
59083 | WECC | Limon III Wind LLC | 57503 | Limon | 39.3533 | -103.4742 | 21910 County Road 3P | Limon | CO | 80858 | Lincoln | WECC | PSCO | Public Service Company of Colorado | Wind | Onshore Wind Turbine | 1 | WT1 | 200.6 | 200.6 | 200.6 | NR | IPP Non-CHP | 345 | Q |  | 118 | GE | 262.4 | [7 empty] | 2014
59084 | SPP | Marshall Wind Farm | 59359 | BHE Renewables, LLC | 39.7011 | -96.3608 | 1315A 24 Road | Frankfort | KS | 66427 | Marshall | MRO | SWPP | Southwest Power Pool | Wind | Onshore Wind Turbine | 1 | RPMA | 73.8 | 72 | 72 | NR | IPP Non-CHP | 115 | Q |  | 36 | Vestas | 312 | [7 empty] | 2016
59086 | WECC | Cottonwood Solar, LLC (Goose Lake) | 60453 | Onward Energy | 35.5936 | -119.58 | Paso Robles Highway | Lost Hills | CA | 93249 | Kern | WECC | CISO | California Independent System Operator | Solar | Solar Photovoltaic | 1 | GEN1 | 12 | 12 | 12 | NR | IPP Non-CHP | 12.47 | Q |  |  |  |  | 16.9 | Y | [5 empty] | 2015
59087 | WECC | Cottonwood Solar, LLC (City of Corcoran) | 60453 | Onward Energy | 36.1344 | -119.5544 | 23058 5th Avenue | Corcoran | CA | 93212 | Kings | WECC | CISO | California Independent System Operator | Solar | Solar Photovoltaic | 1 | GEN 1 | 12 | 12 | 12 | NR | IPP Non-CHP | 12.47 | Q |  |  |  |  | 14.9 | Y | [5 empty] | 2015
59088 | WECC | Calipatria Solar Farm | 17650 | Southern Power Co | 33.1658 | -115.5322 | 110 West Main Street | Calipatria | CA | 92243 | Imperial | WECC | IID | Imperial Irrigation District | Solar | Solar Photovoltaic | 1 | GEN 1 | 20 | 20 | 20 | NR | IPP Non-CHP | 92 | I |  |  |  |  | 22 | Y | [5 empty] | 2016
59093 | MISO | Holland Energy Park | 8723 | City of Holland | 42.7925 | -86.0922 | One Energy Park Way | Holland | MI | 49423 | Ottawa | RFC | MISO | Midcontinent Independent Transmission System Operator, Inc.. | Natural Gas | Natural Gas Fired Combined Cycle | 3 | 10; 11; 12 | 149.4 | 127.1 | 149.1 | RE | Electric Utility | 138 | M | [11 empty] | 2017
59094 | WECC | Division 1 | 57313 | Tesla Inc. | 34.7083 | -118.1306 | 45401 Division Street | Lancaster | CA | 93535 | Los Angeles | WECC | CISO | California Independent System Operator | Solar | Solar Photovoltaic | 1 | GEN 1 | 1.5 | 1.5 | 1.5 | NR | IPP Non-CHP | 0.48 | Q |  |  |  |  | 1.7 | [6 empty] | 2014
59095 | WECC | Division 2 | 57313 | Tesla Inc. | 34.7083 | -118.1306 | 45404 Division Street | Lancaster | CA | 93535 | Los Angeles | WECC | CISO | California Independent System Operator | Solar | Solar Photovoltaic | 1 | GEN 1 | 1 | 1 | 1 | NR | IPP Non-CHP | 0.48 | Q |  |  |  |  | 1.1 | [6 empty] | 2014
59096 | WECC | Division 3 | 57313 | Tesla Inc. | 34.7083 | -118.1306 | 45406 Division Street | Lancaster | CA | 93535 | Los Angeles | WECC | CISO | California Independent System Operator | Solar | Solar Photovoltaic | 1 | GEN1 | 1 | 1 | 1 | NR | IPP Non-CHP | 0.48 | Q |  |  |  |  | 1.1 | [6 empty] | 2014
59097 | PJM | Berry Plastics Solar | 61944 | MN8 Energy LLC | 40.6983 | -75.1519 | 190 Strykers Road | Phillipsburg | NJ | 8865 | Warren | RFC | PJM | PJM Interconnection, LLC | Solar | Solar Photovoltaic | 1 | PV1 | 9.8 | 9.8 | 9.8 | NR | IPP Non-CHP | 34.5 | Q |  |  |  |  | 13.1 | [6 empty] | 2013
59098 | WECC | Kettering Solar 1 | 57313 | Tesla Inc. | 34.7003 | -118.1236 | 45062 1/4 3rd St E | Lancaster | CA | 93534 | Los Angeles | WECC | CISO | California Independent System Operator | Solar | Solar Photovoltaic | 1 | PV1 | 1 | 1 | 1 | NR | IPP Non-CHP | 0.48 | Q |  |  |  |  | 1.1 | [6 empty] | 2014
59099 | WECC | Kettering Solar 2 | 57313 | Tesla Inc. | 34.7003 | -118.1236 | 45060 1/4 3rd St E | Lancaster | CA | 93534 | Los Angeles | WECC | CISO | California Independent System Operator | Solar | Solar Photovoltaic | 1 | PV1 | 1 | 1 | 1 | NR | IPP Non-CHP | 0.48 | Q |  |  |  |  | 1.1 | [6 empty] | 2014
59110 | SPP | Springfield Solar 1 LLC | 64778 | Strata Manager, LLC | 37.2464 | -93.1664 | 2915 N Farm Road 209 | Strafford | MO | 65757 | Greene | SERC | SWPP | Southwest Power Pool | Solar | Solar Photovoltaic | 1 | 1 | 4.9 | 4.9 | 4.9 | NR | IPP Non-CHP | 13.2 | Q |  |  |  |  | 6.5 | [6 empty] | 2014
59116 | PJM | Woodbine Landfill Plant | 58929 | Cape May County Municipal | 39.2311 | -74.7808 | 2050 Route 610 | Woodbine | NJ | 8270 | Cape May | RFC | PJM | PJM Interconnection, LLC | Other | Landfill Gas | 1 | V1021 | 1.1 | 1 | 1 | NR | Commercial Non-CHP | 12.47 | M | CORSON 69 KV CMCMUALF | [10 empty] | 2013
59122 | WECC | Enerparc CA1 LLC | 58944 | Enerparc CA 1, LLC | 36.8317 | -121.4042 | 2120 Cienega Road | Hollister | CA | 95023 | San Benito | WECC | CISO | California Independent System Operator | Solar | Solar Photovoltaic | 1 | ECA11 | 1.5 | 1.5 | 1.5 | NR | IPP Non-CHP | 12 | Q |  |  |  |  | 2.2 | [6 empty] | 2014
59129 | WECC | CSD 2- Freedom High | 65164 | CleanCapital Holdings | 37.9697 | -121.7194 | 1050 Neroly Road | Oakley | CA | 95037 | Contra Costa | WECC | CISO | California Independent System Operator | Solar | Solar Photovoltaic | 1 | 57449 | 0.9 | 0.9 | 0.9 | NR | IPP Non-CHP | 0.48 | Q |  |  |  |  | 1.1 | [6 empty] | 2013
59130 | WECC | CSD 2 - Heritage High | 65164 | CleanCapital Holdings | 37.9219 | -121.7556 | 101 American Avenue | Brentwood | CA | 94513 | Contra Costa | WECC | CISO | California Independent System Operator | Solar | Solar Photovoltaic | 1 | 57449 | 1.3 | 1.3 | 1.3 | NR | IPP Non-CHP | 0.48 | Q |  |  |  |  | 1.4 | [6 empty] | 2013
59132 | WECC | EAFB - North Base | 65164 | CleanCapital Holdings | 34.9325 | -117.9072 | 900 North Rosamond BLVD | Edwards Air Force Bas | CA | 93524 | Kern | WECC | CISO | California Independent System Operator | Solar | Solar Photovoltaic | 1 | 57449 | 1 | 1 | 1 | NR | IPP Non-CHP | 35 | Q |  |  |  |  | 1.1 | Y | [5 empty] | 2012
59133 | WECC | EAFB - South Base | 65164 | CleanCapital Holdings | 34.9172 | -117.9003 | 5 South Wolfe Avenue | Edwards Air Force Bas | CA | 93524 | Kern | WECC | CISO | California Independent System Operator | Solar | Solar Photovoltaic | 1 | 57449 | 1 | 1 | 1 | NR | IPP Non-CHP | 35 | Q |  |  |  |  | 1.1 | Y | [5 empty] | 2012
59138 | WECC | SDCCD - Miramar | 65164 | CleanCapital Holdings | 32.9061 | -117.1214 | 10440 Black Mountain Rd | San Diego | CA | 92126 | San Diego | WECC | CISO | California Independent System Operator | Solar | Solar Photovoltaic | 1 | 57449 | 1 | 1 | 1 | NR | IPP Non-CHP | 12 | Q |  |  |  |  | 1.1 | [6 empty] | 2011
59139 | WECC | SDCWA - Twin Oaks | 65164 | CleanCapital Holdings | 33.21 | -117.1706 | 3566 N. Twin Oaks Valley Road | San Marcos | CA | 92069 | San Diego | WECC | CISO | California Independent System Operator | Solar | Solar Photovoltaic | 1 | 57449 | 1 | 1 | 1 | NR | IPP Non-CHP | 12 | Q |  |  |  |  | 1.1 | [6 empty] | 2011
59143 | WECC | Front Range Project | 58960 | Timberline Energy LLC | 40.0294 | -105.0047 | 2200 Weld County Road 6 | Erie | CO | 80516 | Weld | WECC | WACM | Western Area Power Administration - Rocky Mountain Region | Other | Landfill Gas | 1 | FR-1 | 3.2 | 3.1 | 3.1 | NR | IPP Non-CHP | 12.47 | Q | [11 empty] | 2011
59144 | WECC | Brighton PV Solar Plant | 58949 | Hangar 160 LLC | 39.9825 | -104.9408 | 15755 Colorado Blvd | Brighton | CO | 80602 | Adams | WECC | WACM | Western Area Power Administration - Rocky Mountain Region | Solar | Solar Photovoltaic | 1 | 15755 | 1.8 | 1.8 | 1.8 | NR | IPP Non-CHP | 12.47 | Q |  |  |  |  | 2.3 | [6 empty] | 2012
59147 | PJM | Fair Wind | 58962 | Fair Wind Power Partners, LLC | 39.4046 | -79.2911 | 1295 Eagle Rock Road | Oakland | MD | 21550 | Garrett | RFC | PJM | PJM Interconnection, LLC | Wind | Onshore Wind Turbine | 1 | 1 | 30 | 30 | 30 | NR | IPP Non-CHP | 138 | Q | KELSOGAP34.5 KV FAIRWDWF | 12 | Nordex | 328.1 | [7 empty] | 2015
59148 | PJM | Green Farm | 61060 | Cypress Creek Renewables | 35.8317 | -77.2697 | 1800 Claude Green Rd | Robersonville | NC | 27871 | Martin | SERC | PJM | PJM Interconnection, LLC | Solar | Solar Photovoltaic | 1 | GREEN | 5 | 5 | 5 | NR | IPP Non-CHP | 12.5 | Q |  |  |  |  | 7 | [6 empty] | 2016
59149 | PJM | Simons Farm | 61060 | Cypress Creek Renewables | 36.3064 | -76.9972 | Colice Hall Ln | Ahoskie | NC | 27910 | Hertford | SERC | PJM | PJM Interconnection, LLC | Solar | Solar Photovoltaic | 1 | SIMON | 5 | 5 | 5 | NR | IPP Non-CHP | 34.5 | Q |  |  |  |  | 7 | [6 empty] | 2016
59150 | WECC | RE Mustang LLC | 61944 | MN8 Energy LLC | 36.2217 | -119.9031 | SW of Route 198 and 25th Ave | Lemoore | CA | 93245 | Kings | WECC | CISO | California Independent System Operator | Mixed | Batteries; Solar Photovoltaic | 2 | BESS1; PV1 | 175 | 175 | 175 | NR | IPP Non-CHP | 230 | Q |  |  |  |  | 134.4 | Y |  | 75 | 75 | 75 | LIB | 2016
59153 | PJM | Watson Seed Farm PV1 | 58970 | Ecoplexus, Inc | 36.1297 | -77.7214 | 16825 Watson Seed Farm Rd | Whitakers | NC | 27891 | Nash | SERC | PJM | PJM Interconnection, LLC | Solar | Solar Photovoltaic | 1 | WAT1 | 20 | 20 | 20 | NR | IPP Non-CHP | 34.5 | Q |  |  |  |  | 25 | [6 empty] | 2015
59154 | PJM | Bradley PV1 | 58970 | Ecoplexus, Inc | 36.2606 | -77.0764 | 117 Hollowell Rd | Aulander | NC | 27805 | Hertford | SERC | PJM | PJM Interconnection, LLC | Solar | Solar Photovoltaic | 1 | BRAD1 | 5 | 5 | 5 | NR | IPP Non-CHP | 34.5 | Q |  |  |  |  | 6.5 | [6 empty] | 2015
59155 | PJM | Shawboro PV1 | 65411 | Duke Energy Renewables Services | 36.4333 | -76.0872 | 421 Shawboro Rd | Shawboro | NC | 27973 | Currituck | SERC | PJM | PJM Interconnection, LLC | Solar | Solar Photovoltaic | 1 | SHAW1 | 20 | 20 | 20 | NR | IPP Non-CHP | 34.5 | Q |  |  |  |  | 29.5 | [6 empty] | 2015
59166 | PJM | Bridgeport Disposal Solar Farm | 58977 | Bridgeport Disposal LLC | 39.7875 | -75.3508 | 2858 Route 322 | Gloucester | NJ | 8014 | Gloucester | RFC | PJM | PJM Interconnection, LLC | Solar | Solar Photovoltaic | 1 | BRIDG | 1.2 | 1.2 | 1.2 | NR | Commercial Non-CHP | 12.47 | IND |  |  |  |  | 1.5 | [6 empty] | 2011
59167 | WECC | Lancaster Solar 1 | 66100 | Boralex US Operations LLC | 34.715 | -118.095 | 43000 20th Street East | Lancaster | CA | 93535 | Los Angeles | WECC | CISO | California Independent System Operator | Solar | Solar Photovoltaic | 1 | LS1 | 1.5 | 1.5 | 1.5 | NR | IPP Non-CHP | 12 | Q |  |  |  |  | 1.8 | [6 empty] | 2014
59168 | WECC | Avalon Solar | 61230 | Arevon Energy, Inc. | 32.0014 | -110.9606 | 915 E Pima Mine Road | Pima | AZ | 85543 | Pima | WECC | TEPC | Tucson Electric Power Company | Solar | Solar Photovoltaic | 1 | AS | 29 | 29 | 29 | NR | IPP Non-CHP | 34.5 | Q |  |  |  |  | 35 | Y | [5 empty] | 2014
59169 | WECC | Lancaster Solar 2 | 66100 | Boralex US Operations LLC | 34.7106 | -118.1661 | 43000 20th Street East | Lancaster | CA | 93535 | Los Angeles | WECC | CISO | California Independent System Operator | Solar | Solar Photovoltaic | 1 | LS2 | 1.5 | 1.5 | 1.5 | NR | IPP Non-CHP | 12 | Q |  |  |  |  | 1.8 | Y | [5 empty] | 2014
59170 | PJM | Jakana Solar | 64778 | Strata Manager, LLC | 35.8753 | -77.0811 | 23551 NC HWY 125 | Williamston | NC | 27892 | Martin | SERC | PJM | PJM Interconnection, LLC | Solar | Solar Photovoltaic | 1 | 5MWPV | 5 | 5 | 5 | NR | IPP Non-CHP | 34.5 | Q |  |  |  |  | 6.7 | [6 empty] | 2014
59171 | PJM | Windsor Solar | 64778 | Strata Manager, LLC | 36.0169 | -76.8831 | 516 US Old Hwy 17 North | Windsor | NC | 27983 | Bertie | SERC | PJM | PJM Interconnection, LLC | Solar | Solar Photovoltaic | 1 | 5MWPV | 5 | 5 | 5 | NR | IPP Non-CHP | 34.5 | Q |  |  |  |  | 6.7 | [6 empty] | 2014
59172 | MISO | Belmont | 58985 | Marion Solar LLC | 39.72 | -86.1931 | 2700 S Belmont Ave | Indianapolis | IN | 46221 | Marion | RFC | MISO | Midcontinent Independent Transmission System Operator, Inc.. | Solar | Solar Photovoltaic | 1 | PV1 | 3.8 | 3.8 | 3.8 | NR | IPP Non-CHP | 13.2 | Q |  |  |  |  | 5.2 | [6 empty] | 2015
59173 | PJM | Bethel Solar | 64778 | Strata Manager, LLC | 35.7943 | -77.3845 | 341 Price Rd | Bethel | NC | 27812 | Pitt | SERC | PJM | PJM Interconnection, LLC | Solar | Solar Photovoltaic | 1 | 5MWPV | 5 | 5 | 5 | NR | IPP Non-CHP | 12.47 | Q |  |  |  |  | 5.7 | [6 empty] | 2015
59174 | PJM | Lewiston Solar | 64778 | Strata Manager, LLC | 36.1411 | -77.2111 | 3505 Governors Road | Lewiston | NC | 27849 | Bertie | SERC | PJM | PJM Interconnection, LLC | Solar | Solar Photovoltaic | 1 | 5MWPV | 5 | 5 | 5 | NR | IPP Non-CHP | 34.5 | Q |  |  |  |  | 6.7 | [6 empty] | 2014
59175 | PJM | Woodland Solar | 65411 | Duke Energy Renewables Services | 36.3419 | -77.2211 | W Main Street & US Hwy 258 W | Woodland | NC | 27897 | Northampton | SERC | PJM | PJM Interconnection, LLC | Solar | Solar Photovoltaic | 1 | 5MWPV | 5 | 5 | 5 | NR | IPP Non-CHP | 34.5 | Q |  |  |  |  | 7 | [6 empty] | 2016
59176 | PJM | Williamston Solar | 64778 | Strata Manager, LLC | 35.8011 | -77.0631 | US HWy 17 S & Ranch Motel Rd | Williamston | NC | 27892 | Martin | SERC | PJM | PJM Interconnection, LLC | Solar | Solar Photovoltaic | 1 | 5MWPV | 5 | 5 | 5 | NR | IPP Non-CHP | 12.47 | Q |  |  |  |  | 6.7 | [6 empty] | 2014
59177 | PJM | Winton Solar | 65411 | Duke Energy Renewables Services | 36.375 | -76.9389 | 100 NC Hwy 45 | Winton | NC | 27986 | Hertford | SERC | PJM | PJM Interconnection, LLC | Solar | Solar Photovoltaic | 1 | 5MWPV | 5 | 5 | 5 | NR | IPP Non-CHP | 34.5 | Q |  |  |  |  | 7 | [6 empty] | 2016
59180 | MISO | Marion Solar LNG | 58985 | Marion Solar LLC | 39.9131 | -86.2381 | 4536 86th Street | Indianapolis | IN | 46268 | Marion | RFC | MISO | Midcontinent Independent Transmission System Operator, Inc.. | Solar | Solar Photovoltaic | 1 | PV1 | 1.5 | 1.5 | 1.5 | NR | IPP Non-CHP | 13.2 | Q |  |  |  |  | 1.9 | [6 empty] | 2015
59181 | MISO | AgriReNew | 58986 | AgriReNew | 41.6919 | -90.8664 | 26618 20th Ave | Stockton | IA | 52769 | Scott | MRO | MISO | Midcontinent Independent Transmission System Operator, Inc.. | Other | Other Waste Biomass | 1 | 00001 | 1 | 1 | 1 | NR | IPP CHP | 12.5 | Q | [11 empty] | 2013
59182 | WECC | Hesperia | 59139 | SunEdison LLC | 34.435 | -117.3781 | 10200 Amargosa Rd | Hesperia | CA | 92392 | San Bernardino | WECC | CISO | California Independent System Operator | Solar | Solar Photovoltaic | 1 | 10-94 | 1.5 | 1.5 | 1.5 | NR | IPP Non-CHP | 12 | Q |  |  |  |  | 1.7 | [6 empty] | 2014
59183 | WECC | CID Solar, LLC | 60453 | Onward Energy | 36.1381 | -119.5647 | 4285 Nevada Avenue | Corcoran | CA | 93212 | Kings | WECC | CISO | California Independent System Operator | Solar | Solar Photovoltaic | 1 | PV1 | 20 | 20 | 20 | NR | IPP Non-CHP | 12.47 | Q |  |  |  |  | 27.2 | Y | [5 empty] | 2014
59185 | PJM | Jacobstown | 56990 | NJR Clean Energy Ventures Corporation | 40.0637 | -74.5824 | 210 Jacobstown-Cookstown Rd | North Hanover | NJ | 8562 | Burlington | RFC | PJM | PJM Interconnection, LLC | Solar | Solar Photovoltaic | 1 | PV1 | 5 | 5 | 5 | NR | IPP Non-CHP | 34.5 | Q |  |  |  |  | 6.1 | [6 empty] | 2014
59186 | PJM | West Pemberton | 56990 | NJR Clean Energy Ventures Corporation | 40.0067 | -74.7303 | 2614 US 206 | Pemberton Twp | NJ | 8022 | Burlington | RFC | PJM | PJM Interconnection, LLC | Solar | Solar Photovoltaic | 1 | PV1 | 7 | 7 | 7 | NR | IPP Non-CHP | 26.4 | Q |  |  |  |  | 9.2 | [6 empty] | 2014
59187 | SPP | Beethoven Wind | 13809 | NorthWestern Energy - (SD) | 43.16 | -98.08 | 29098 406th Avenue | Tripp | SD | 57376 | Bon Homme | MRO | SWPP | Southwest Power Pool | Wind | Onshore Wind Turbine | 1 | B&H80 | 80 | 80 | 80 | RE | Electric Utility | 115 | I |  | 43 | GE | 262.4 | [7 empty] | 2015
59197 | MISO | Univ Minnesota CHP Plant | 57341 | University of Minnesota Central Utilities | 44.9786 | -93.2408 | 1180 Main St SE | Minneapolis | MN | 55414 | Hennepin | MRO | MISO | Midcontinent Independent Transmission System Operator, Inc.. | Natural Gas | Natural Gas Fired Combustion Turbine | 1 | CTG-1 | 21 | 18 | 22 | NR | IPP CHP | 13.8 | IND | [11 empty] | 2017
59198 | WECC | Sterling PV 3 | 60025 | Greenbacker Renewable Energy Corporation | 40.6316 | -103.1947 | 13401 Riverside Dr | Sterling | CO | 80751 | Logan | WECC | PSCO | Public Service Company of Colorado | Solar | Solar Photovoltaic | 1 | STER3 | 1.6 | 1.6 | 1.6 | NR | IPP Non-CHP | 13.2 | Q |  |  |  |  | 2 | Y | [5 empty] | 2014
59199 | WECC | Mesa PV1 | 60025 | Greenbacker Renewable Energy Corporation | 39.0672 | -108.5091 | 2930 D 1/4 Road | Grand Junction | CO | 81504 | Mesa | WECC | PSCO | Public Service Company of Colorado | Solar | Solar Photovoltaic | 1 | MESA1 | 1.6 | 1.6 | 1.6 | NR | IPP Non-CHP | 13.2 | Q |  |  |  |  | 2 | Y | [5 empty] | 2014
59200 | MISO | Border Winds Wind Farm | 13781 | Northern States Power Co - Minnesota | 48.9647 | -99.6139 | 10707 52nd Ave NE | Rolla | ND | 58367 | Rolette | MRO | MISO | Midcontinent Independent Transmission System Operator, Inc.. | Wind | Onshore Wind Turbine | 1 | 1 | 150 | 147.9 | 147.9 | RE | Electric Utility | 230 | I | OTP BORDER WIND FARM | 75 | Vestas | 312 | [7 empty] | 2015
59201 | MISO | Pleasant Valley Wind Farm | 13781 | Northern States Power Co - Minnesota | 43.805 | -92.7697 | 228 Industrial Park Drive | Dexter | MN | 55926 | Mower | MRO | MISO | Midcontinent Independent Transmission System Operator, Inc.. | Wind | Onshore Wind Turbine | 1 | 1 | 200 | 195.8 | 195.8 | RE | Electric Utility | 161 | I | NSP PVWFCNSP PROGRESS_WIND | 100 | Vestas | 312 | [7 empty] | 2015
59203 | WECC | Farmersville | 61230 | Arevon Energy, Inc. | 36.19 | -119.12 | 401 Terry Avenue | Farmersville | CA | 93233 | Tulare | WECC | CISO | California Independent System Operator | Solar | Solar Photovoltaic | 3 | PV1; PV2; PV3 | 4.5 | 4.5 | 4.5 | NR | IPP Non-CHP | 12 | Q |  |  |  |  | 5.4 | [6 empty] | 2014
59219 | WECC | Porterville 6 and 7 | 61230 | Arevon Energy, Inc. | 36.05 | -119.02 | 860 W North Grand Ave | Porterville | CA | 93257 | Tulare | WECC | CISO | California Independent System Operator | Solar | Solar Photovoltaic | 2 | PV1; PV2 | 3 | 3 | 3 | NR | IPP Non-CHP | 12 | Q |  |  |  |  | 3.6 | [6 empty] | 2014
59220 | PJM | Wildcat Point Generation Facility | 40229 | Old Dominion Electric Coop | 39.7194 | -76.1616 | 179 Old Mill Road | Conowingo | MD | 21918 | Cecil | RFC | PJM | PJM Interconnection, LLC | Natural Gas | Natural Gas Fired Combined Cycle | 3 | CT1; CT2; ST1 | 1113.6 | 991.3 | 1089.6 | RE | Electric Utility | 500 | C | ROCKSPRI21 KV WCATCTG1; ROCKSPRI21 KV WCATCTG2; ROCKSPRI24 KV WCATSTG | [10 empty] | 2018
59223 | MISO | Optimum Wind 5 LLC | 59017 | Optimum Wind 5 LLC | 42.014 | -93.5181 | Highway 30 & 590th Ave | Nevada | IA | 50201 | Story | MRO | MISO | Midcontinent Independent Transmission System Operator, Inc.. | Wind | Onshore Wind Turbine | 1 | WT1 | 3 | 3 | 3 | NR | IPP Non-CHP | 12.47 | Q |  | 1 | Acciona | 287 | [7 empty] | 2017
59224 | MISO | Optimum Wind 6 LLC | 59018 | Optimum Wind 6 LLC | 42.0069 | -93.5236 | Highway 30 & 590th Ave | Nevada | IA | 50201 | Story | MRO | MISO | Midcontinent Independent Transmission System Operator, Inc.. | Wind | Onshore Wind Turbine | 1 | WT1 | 3 | 3 | 3 | NR | IPP Non-CHP | 12.47 | Q |  | 1 | Acciona | 287 | [7 empty] | 2017
59225 | MISO | Optimum Wind 7 LLC | 59019 | Optimum Wind 7 LLC | 42.0283 | -93.4303 | T Avenue | Nevada | IA | 50201 | Story | MRO | MISO | Midcontinent Independent Transmission System Operator, Inc.. | Wind | Onshore Wind Turbine | 1 | WT1 | 3 | 3 | 3 | NR | IPP Non-CHP | 12.47 | Q |  | 1 | Acciona | 287 | [7 empty] | 2017
59226 | MISO | Optimum Wind 4 LLC | 59024 | Optimum Wind 4 LLC | 42.0164 | -93.5158 | Lincoln Way & 590th Ave | Nevada | IA | 50201 | Story | MRO | MISO | Midcontinent Independent Transmission System Operator, Inc.. | Wind | Onshore Wind Turbine | 1 | WT1 | 3 | 3 | 3 | NR | IPP Non-CHP | 12.47 | Q |  | 1 | Acciona | 287 | [7 empty] | 2017
59227 | MISO | Optimum Wind 3 LLC | 59025 | Optimum Wind 3 LLC | 42.0192 | -93.5136 | Lincoln Way & 590th Ave | Nevada | IA | 50201 | Story | MRO | MISO | Midcontinent Independent Transmission System Operator, Inc.. | Wind | Onshore Wind Turbine | 1 | WT1 | 3 | 3 | 3 | NR | IPP Non-CHP | 12.47 | Q |  | 1 | Acciona | 287 | [7 empty] | 2017
59228 | MISO | Leonardo Wind 1 LLC | 59022 | Leonardo Wind 1 LLC | 42.4981 | -93.3678 | 140th St & G Ave | Alden | IA | 50441 | Hardin | MRO | MISO | Midcontinent Independent Transmission System Operator, Inc.. | Wind | Onshore Wind Turbine | 1 | WT1 | 3 | 3 | 3 | NR | IPP Non-CHP | 12.47 | Q |  | 1 | Acciona | 287 | [7 empty] | 2016
59230 | MISO | Venus Wind 3 LLC | 59021 | Venus Wind 3 LLC | 41.7419 | -92.6722 | Highway 6 and 60th St | Grinnell | IA | 50112 | Poweshiek | MRO | MISO | Midcontinent Independent Transmission System Operator, Inc.. | Wind | Onshore Wind Turbine | 1 | WT1 | 3 | 3 | 3 | NR | IPP Non-CHP | 13.2 | Q |  | 1 | Acciona | 287 | [7 empty] | 2017
59231 | MISO | Michelangelo Wind 1 LLC | 59026 | Michelangelo Wind 1 LLC | 41.881 | -93.6231 | 535th St & Hwy 210 | Huxley | IA | 50124 | Story | MRO | MISO | Midcontinent Independent Transmission System Operator, Inc.. | Wind | Onshore Wind Turbine | 1 | WT1 | 3 | 3 | 3 | NR | IPP Non-CHP | 12.47 | Q |  | 1 | Acciona | 287 | [7 empty] | 2017
59232 | MISO | Michelangelo Wind 4 LLC | 59027 | Michelangelo Wind 4 LLC | 41.978 | -93.7006 | 260th St & Y Ave | Ames | IA | 50011 | Boone | MRO | MISO | Midcontinent Independent Transmission System Operator, Inc.. | Wind | Onshore Wind Turbine | 1 | WT1 | 3 | 3 | 3 | NR | IPP Non-CHP | 12.47 | Q |  | 1 | Acciona | 287 | [7 empty] | 2016
59233 | WECC | Cogeneration 2 | 49913 | University of Arizona | 32.2408 | -110.9483 | 1515 N Cherry Ave | Tucson | AZ | 85821 | Pima | WECC | TEPC | Tucson Electric Power Company | Natural Gas | Natural Gas Fired Combined Cycle | 1 | CT2 | 5.5 | 5 | 5 | NR | Commercial CHP | 13.8 | S | [11 empty] | 2002
59234 | SPP | Arbuckle Mountain Wind Farm LLC | 59039 | Arbuckle Mountain Wind Farm LLC | 34.3869 | -97.1369 | 9251 HWY 77S | Davis | OK | 73030 | Murray | MRO | SWPP | Southwest Power Pool | Wind | Onshore Wind Turbine | 1 | GEN1 | 100 | 100 | 100 | NR | IPP Non-CHP | 138 | Q |  | 50 | Vestas | 276 | [7 empty] | 2015
59235 | WECC | Rising Tree Wind Farm II | 59040 | Rising Tree Wind Farm II LLC | 35.0889 | -118.2064 | 15800 70th Street West | Mojave | CA | 93501 | Kern | WECC | CISO | California Independent System Operator | Wind | Onshore Wind Turbine | 1 | GEN1 | 19.8 | 19.8 | 19.8 | NR | IPP Non-CHP | 220 | Q | RTO/ISO LMP | 6 | Vestas | 276 | [7 empty] | 2015
59236 | WECC | Rising Tree Wind Farm III | 59042 | Rising Tree Wind Farm III LLC | 35.0606 | -118.2433 | 15509 70th Street West | Mojave | CA | 93501 | Kern | WECC | CISO | California Independent System Operator | Wind | Onshore Wind Turbine | 1 | GEN1 | 99 | 99 | 99 | NR | IPP Non-CHP | 220 | Q | POD_RTREE_2_WIND3-APND | 30 | Vestas | 276 | [7 empty] | 2015
59237 | WECC | Lone Valley Solar Park II LLC | 59041 | Lone Valley Solar Park II LLC | 34.4083 | -116.8625 | 8550 Camp Rock Road | Lucerne Valley | CA | 92356 | San Bernardino | WECC | CISO | California Independent System Operator | Solar | Solar Photovoltaic | 1 | CPII | 20 | 20 | 20 | NR | IPP Non-CHP | 34.5 | Q | Victor_7_ N007 |  |  |  | 24.8 | Y | [5 empty] | 2014
59239 | WECC | Eagle Springs Solar LLC | 59045 | Eagle Springs Solar LLC | 39.5261 | -107.6961 | 5454 County Road 346 | Silt | CO | 81652 | Garfield | WECC | PSCO | Public Service Company of Colorado | Solar | Solar Photovoltaic | 1 | ESS01 | 1 | 1 | 0.8 | NR | IPP Non-CHP | 0.48 | Q |  |  |  |  | 1.1 | Y | [5 empty] | 2013
59244 | SPP | Lorenzo Wind | 61133 | Lorenzo Wind, LLC | 33.6992 | -101.5247 | 608 County Road 125 | Lorenzo | TX | 79343 | Crosby | MRO | SWPP | Southwest Power Pool | Wind | Onshore Wind Turbine | 1 | FIBE1 | 80 | 80 | 80 | NR | IPP Non-CHP | 115 | Q |  | 29 | GE | 200 | [7 empty] | 2018
59247 | SPP | Hale Community Wind Farm | 17718 | Southwestern Public Service Co | 33.9278 | -101.7422 | TBD | Plainview | TX | 79072 | Hale | MRO | SWPP | Southwest Power Pool | Wind | Onshore Wind Turbine | 1 | HALE1 | 478 | 128 | 107 | RE | Electric Utility | 240 | I |  | 239 | Vestas | 262 | [7 empty] | 2019
59248 | PJM | CCMUA | 59063 | Camden Solar Center, LLC | 39.9231 | -75.1275 | 1645 Ferry Avenue | Camden | NJ | 8104 | Camden | RFC | PJM | PJM Interconnection, LLC | Solar | Solar Photovoltaic | 1 | CCMUA | 1.5 | 1.5 | 1.5 | NR | IPP Non-CHP | 0.48 | Q |  |  |  |  | 1.8 | [6 empty] | 2012
59249 | WECC | Rio Bravo Solar 1 LLC | 65411 | Duke Energy Renewables Services | 35.4161 | -119.6825 | 2 Miles NE of Hwy 33 and Lokem | McKittrick | CA | 93251 | Kern | WECC | CISO | California Independent System Operator | Solar | Solar Photovoltaic | 1 | PV1 | 20 | 19.5 | 14.1 | NR | IPP Non-CHP | 115 | Q |  |  |  |  | 26 | Y | [5 empty] | 2016
59250 | WECC | Rio Bravo Solar II LLC | 65411 | Duke Energy Renewables Services | 35.4225 | -119.6292 | 2.5 Mile NE of Intersection Hw | McKittrick | CA | 93251 | Kern | WECC | CISO | California Independent System Operator | Solar | Solar Photovoltaic | 1 | PV1 | 20 | 19.5 | 14.1 | NR | IPP Non-CHP | 115 | Q |  |  |  |  | 26 | Y | [5 empty] | 2016
59251 | SPP | Caprock Solar 1 LLC | 65411 | Duke Energy Renewables Services | 34.9828 | -103.3783 | 1414 A SH 469 | San Jon | NM | 88434 | Quay | MRO | SWPP | Southwest Power Pool | Solar | Solar Photovoltaic | 1 | PV1 | 25 | 24.4 | 18.8 | NR | IPP Non-CHP | 115 | Q |  |  |  |  | 32 | Y | [5 empty] | 2016
59253 | WECC | Wildwood Solar II | 65411 | Duke Energy Renewables Services | 35.63 | -119.5739 | .75 Miles NE corner McCombs Rd | Wasco | CA | 93280 | Kern | WECC | CISO | California Independent System Operator | Solar | Solar Photovoltaic | 1 | PV1 | 15 | 14.7 | 11.2 | NR | IPP Non-CHP | 115 | Q |  |  |  |  | 21 | Y | [5 empty] | 2017
59255 | MISO | Osprey Point RES | 9267 | Hoosier Energy R E C, Inc | 39.0592 | -87.5061 | 5384 West Old 54 | Sullivan | IN | 47882 | Sullivan | RFC | MISO | Midcontinent Independent Transmission System Operator, Inc.. | Other | Other Gases | 4 | 1; 2; 3; 4 | 13.2 | 12 | 12 | RE | Electric Utility | 12 | C | [11 empty] | 2013
59260 | MISO | Hidden View Dairy, LLC | 59093 | Hidden View Dairy, LLC | 41.0328 | -87.0725 | 1498 West SR 14 | Rensselaer | IN | 47978 | Jasper | RFC | MISO | Midcontinent Independent Transmission System Operator, Inc.. | Natural Gas | Natural Gas Internal Combustion Engine | 1 | HV3 | 1 | 0.9 | 0.9 | NR | Industrial Non-CHP | 12 | COM | NIPS.WVPA | [10 empty] | 2022
59262 | WECC | Lancaster Little Rock | 61012 | AES Distributed Energy | 34.5994 | -117.9328 | 110th St East and East Ave P | Landers | CA | 93536 | Los Angeles | WECC | CISO | California Independent System Operator | Solar | Solar Photovoltaic | 1 | LLRC | 5 | 5 | 5 | NR | IPP Non-CHP | 12.47 | Q |  |  |  |  | 7 | [6 empty] | 2014
59265 | WECC | Merced Solar LLC | 58135 | Ecos Energy LLC | 37.2678 | -120.4844 | 97 Vassar Avenue | Merced | CA | 95341 | Merced | WECC | CISO | California Independent System Operator | Solar | Solar Photovoltaic | 1 | PV8 | 1.5 | 1.5 | 1.5 | NR | IPP Non-CHP | 21 | Q |  |  |  |  | 1.9 | Y | [5 empty] | 2014
59267 | WECC | Mission Solar LLC | 58135 | Ecos Energy LLC | 37.2678 | -120.4825 | 235 Vassar Avenue | Merced | CA | 95341 | Merced | WECC | CISO | California Independent System Operator | Solar | Solar Photovoltaic | 1 | PV9 | 1.5 | 1.5 | 1.5 | NR | IPP Non-CHP | 21 | Q |  |  |  |  | 1.9 | Y | [5 empty] | 2014
59268 | WECC | Hollister Solar LLC | 58135 | Ecos Energy LLC | 36.8625 | -121.4289 | 1850 Buena Vista Road | Hollister | CA | 95023 | San Benito | WECC | CISO | California Independent System Operator | Solar | Solar Photovoltaic | 1 | PV10 | 1.5 | 1.5 | 1.5 | NR | IPP Non-CHP | 21 | Q |  |  |  |  | 1.9 | Y | [5 empty] | 2014
59269 | WECC | Victor Mesa Linda B2 | 61012 | AES Distributed Energy | 34.5128 | -117.3872 | 12601 Seneca Road | Victorville | CA | 92392 | San Bernardino | WECC | CISO | California Independent System Operator | Solar | Solar Photovoltaic | 1 | VMLB2 | 1.5 | 1.6 | 1.5 | NR | IPP Non-CHP | 12.47 | Q |  |  |  |  | 2.1 | [6 empty] | 2014
59270 | WECC | Victor Mesa Linda C2 | 61012 | AES Distributed Energy | 34.5114 | -117.3872 | 12603 Seneca Road | Victorville | CA | 92392 | San Bernardino | WECC | CISO | California Independent System Operator | Solar | Solar Photovoltaic | 1 | VMLC2 | 1.5 | 1.6 | 1.5 | NR | IPP Non-CHP | 12.47 | Q |  |  |  |  | 2.1 | [6 empty] | 2014
59271 | WECC | Victor Mesa Linda D2 | 61012 | AES Distributed Energy | 34.5094 | -117.3872 | 12605 Seneca Road | Victorville | CA | 92392 | San Bernardino | WECC | CISO | California Independent System Operator | Solar | Solar Photovoltaic | 1 | VMLD2 | 1.5 | 1.6 | 1.5 | NR | IPP Non-CHP | 12.47 | Q |  |  |  |  | 2.1 | [6 empty] | 2014
59272 | WECC | Victor Mesa Linda E2 | 61012 | AES Distributed Energy | 34.5081 | -117.3872 | 12607 Seneca Road | Victorville | CA | 92392 | San Bernardino | WECC | CISO | California Independent System Operator | Solar | Solar Photovoltaic | 1 | VMLE2 | 1.5 | 1.6 | 1.5 | NR | IPP Non-CHP | 12.47 | Q |  |  |  |  | 2.1 | [6 empty] | 2014
59273 | WECC | SEPV Palmdale East | 61012 | AES Distributed Energy | 34.6131 | -117.9389 | East Ave O and 110th St East | Palmdale | CA | 93591 | Los Angeles | WECC | CISO | California Independent System Operator | Solar | Solar Photovoltaic | 1 | PALME | 10 | 9 | 9 | NR | IPP Non-CHP | 12.47 | Q |  |  |  |  | 11.5 | Y | [5 empty] | 2015
59277 | PJM | Medford WWTP | 56990 | NJR Clean Energy Ventures Corporation | 39.9222 | -74.8067 | 18 Fostertown Road | Medford | NJ | 8055 | Burlington | RFC | PJM | PJM Interconnection, LLC | Solar | Solar Photovoltaic | 1 | MED1 | 1.3 | 1.3 | 1.3 | NR | IPP Non-CHP | 13.2 | Q |  |  |  |  | 1.5 | [6 empty] | 2013
59278 | PJM | Reeves South | 56990 | NJR Clean Energy Ventures Corporation | 39.9267 | -74.8136 | 7-12 Reeves Station Road | Medford | NJ | 8055 | Burlington | RFC | PJM | PJM Interconnection, LLC | Solar | Solar Photovoltaic | 1 | REEV1 | 1 | 1 | 1 | NR | IPP Non-CHP | 13.2 | Q |  |  |  |  | 1.4 | [6 empty] | 2013
59279 | WECC | Life Technologies - Pleasanton | 57128 | Bloom Energy | 37.6439 | -121.8842 | 6055 Sunol Blvd | Pleasanton | CA | 94566 | Alameda | WECC | CISO | California Independent System Operator | Natural Gas | Other Natural Gas | 1 | LFT01 | 1.1 | 1 | 1 | NR | IPP Non-CHP | 21 | COM | [11 empty] | 2013
59280 | WECC | Kellogg's - San Jose | 57128 | Bloom Energy | 37.3564 | -121.8719 | 475 Eggo Way | San Jose | CA | 95116 | Santa Clara | WECC | CISO | California Independent System Operator | Natural Gas | Other Natural Gas | 1 | KLG00 | 1.1 | 1 | 1 | NR | IPP Non-CHP | 12 | COM | [11 empty] | 2013
59283 | WECC | California PV Energy at ISD WWTP | 58540 | California PV Energy LLC | 38.0011 | -121.7039 | 450 Walnut Meadows Drive | Oakley | CA | 94561 | Contra Costa | WECC | CISO | California Independent System Operator | Solar | Solar Photovoltaic | 1 | W4236 | 1 | 1 | 1 | NR | IPP Non-CHP | 20.8 | Q |  |  |  |  | 1.2 | [6 empty] | 2014
59284 | SPP | Mammoth Plains | 60768 | Mammoth Plains Wind Project | 35.9789 | -98.7103 | 71119 N 2410 Rd | Oakwood | OK | 73658 | Dewey | MRO | SWPP | Southwest Power Pool | Wind | Onshore Wind Turbine | 1 | GE1.7 | 199 | 199 | 199 | NR | IPP Non-CHP | 345 | Q |  | 117 | GE | 265 | [7 empty] | 2014
59292 | SPP | Rattlesnake Creek Wind Project | 61414 | Rattlesnake Creek Wind Project, LLC | 42.375 | -96.829 | 58562 866 Road | Dixon | NE | 68710 | Dixon | MRO | SWPP | Southwest Power Pool | Wind | Onshore Wind Turbine | 1 | RCWP | 318.1 | 318.1 | 318.1 | NR | IPP Non-CHP | 230 | Q |  | 101 | Acciona | 410 | [7 empty] | 2018
59296 | PJM | Northwest Ohio Wind | 59098 | Northwest Ohio Wind, LLC | 41.0169 | -84.5936 | 11874 SR 114 | Haviland | OH | 45851 | Paulding | RFC | PJM | PJM Interconnection, LLC | Mixed | Batteries; Solar Photovoltaic; Onshore Wind Turbine | 3 | NWO-B; NWO-S; NWOH1 | 109.8 | 104.8 | 104.8 | NR | IPP Non-CHP | 138 | Q |  | 42 | GE | 295 | 4.5 |  |  | 3.4 | 0.2 | 0.2 | LIB | 2018
59297 | PJM | Carrier Clinic | 59100 | Sunlight General Solar Fund II, LLC | 40.47 | -74.685 | 252 County Road 601 | Belle Mead | NJ | 8502 | Somerset | RFC | PJM | PJM Interconnection, LLC | Solar | Solar Photovoltaic | 1 | CARRI | 1.5 | 1.5 | 1.5 | NR | IPP Non-CHP | 480 | Q |  |  |  |  | 1.8 | [6 empty] | 2009
59299 | WECC | Waste Mangement Redwood LFGTE | 54842 | WM Renewable Energy LLC | 38.1608 | -122.565 | 8950 Redwood Highway | Novato | CA | 94948 | Marin | WECC | CISO | California Independent System Operator | Other | Landfill Gas | 2 | RED1; RED2 | 4 | 4 | 4 | NR | IPP Non-CHP | 12 | IND | [11 empty] | 2017
59300 | WECC | Hanford 1 and 2 | 61230 | Arevon Energy, Inc. | 36.3067 | -119.6292 | 9630 Orchard Drive | Hanford | CA | 93230 | Kings | WECC | CISO | California Independent System Operator | Solar | Solar Photovoltaic | 2 | HAN1; HAN2 | 3 | 3 | 3 | NR | IPP Non-CHP | 12 | Q |  |  |  |  | 3.6 | [6 empty] | 2014
59308 | WECC | Beacon Solar Plant Site 5 | 64172 | Arevon Asset Management | 35.2489 | -118.0344 | 29956 Highway 14 | Cantil | CA | 93519 | Kern | WECC | LDWP | Los Angeles Department of Water and Power | Solar | Solar Photovoltaic | 1 | BEAC5 | 37.8 | 37.8 | 37.8 | NR | IPP Non-CHP | 34.5 | Q |  |  |  |  | 48.2 | Y | [5 empty] | 2017
59309 | WECC | Beacon Solar Plant Site 2 | 64172 | Arevon Asset Management | 35.2658 | -117.9992 | 29956 Highway 14 | Cantil | CA | 93519 | Kern | WECC | LDWP | Los Angeles Department of Water and Power | Solar | Solar Photovoltaic | 1 | BEAC2 | 47.3 | 47.3 | 47.3 | NR | IPP Non-CHP | 34.5 | Q |  |  |  |  | 59.6 | Y | [5 empty] | 2017
59311 | SPP | Seiling Wind I | 59115 | NextEra Energy Seiling Wind | 36.1225 | -98.9922 | 61495 N 2250 Road | Seiling | OK | 73663 | Dewey | MRO | SWPP | Southwest Power Pool | Wind | Onshore Wind Turbine | 1 | SEIL1 | 199 | 199 | 199 | NR | IPP Non-CHP | 345 | Q |  | 117 | GE | 262.5 | [7 empty] | 2014
59312 | SPP | Seiling Wind II | 59115 | NextEra Energy Seiling Wind | 36.1225 | -98.9922 | 61495 N 2250 Road | Seiling | OK | 73663 | Dewey | MRO | SWPP | Southwest Power Pool | Wind | Onshore Wind Turbine | 1 | SEIL2 | 98.6 | 98.6 | 98.6 | NR | IPP Non-CHP | 345 | Q |  | 58 | GE | 262.5 | [7 empty] | 2014
59315 | WECC | Hecate Energy Beacon Solar 1 | 61012 | AES Distributed Energy | 35.2694 | -118.0144 | 29956 Highway 14 | Cantil | CA | 93519 | Kern | WECC | LDWP | Los Angeles Department of Water and Power | Solar | Solar Photovoltaic | 1 | BEAC1 | 56 | 51 | 50 | NR | IPP Non-CHP | 34.5 | Q |  |  |  |  | 63.9 | Y | [5 empty] | 2017
59316 | WECC | Hecate Energy Beacon Solar 3 | 61012 | AES Distributed Energy | 35.2531 | -118.0147 | 29956 Highway 14 | Cantil | CA | 93519 | Kern | WECC | LDWP | Los Angeles Department of Water and Power | Solar | Solar Photovoltaic | 1 | BEAC3 | 56 | 51 | 50 | NR | IPP Non-CHP | 34.5 | Q |  |  |  |  | 62.9 | Y | [5 empty] | 2016
59317 | WECC | Hecate Energy Beacon Solar 4 | 61012 | AES Distributed Energy | 35.2536 | -118.0269 | 29956 Highway 14 | Cantil | CA | 93519 | Kern | WECC | LDWP | Los Angeles Department of Water and Power | Solar | Solar Photovoltaic | 1 | BEAC4 | 50 | 47 | 45 | NR | IPP Non-CHP | 34.5 | Q |  |  |  |  | 56.5 | Y | [5 empty] | 2016
59318 | PJM | North Run | 56990 | NJR Clean Energy Ventures Corporation | 40.0696 | -74.5848 | 210 Jacobstown-Cookstown Road | Wrightstown | NJ | 8562 | Burlington | RFC | PJM | PJM Interconnection, LLC | Solar | Solar Photovoltaic | 1 | NRUN1 | 5 | 5 | 5 | NR | IPP Non-CHP | 34.5 | Q |  |  |  |  | 6.3 | [6 empty] | 2015
59319 | PJM | Rock Solid | 56990 | NJR Clean Energy Ventures Corporation | 40.2297 | -74.2258 | 368 Fairfield Road | Howell | NJ | 7731 | Monmouth | RFC | PJM | PJM Interconnection, LLC | Solar | Solar Photovoltaic | 1 | ROCK1 | 8 | 8 | 8 | NR | IPP Non-CHP | 34.5 | Q |  |  |  |  | 9.9 | [6 empty] | 2014
59322 | WECC | Pumpjack Solar I | 65411 | Duke Energy Renewables Services | 35.3056 | -119.6225 | 4100 Lokern Rd | McKittrick | CA | 93251 | Kern | WECC | CISO | California Independent System Operator | Solar | Solar Photovoltaic | 1 | GEN1 | 20 | 20 | 20 | NR | IPP Non-CHP | 115 | Q |  |  |  |  | 26 | Y | [5 empty] | 2015
59323 | WECC | Sacramento (SMUD) | 63249 | Terraform Arcadia | 38.5872 | -121.4578 | 20 28th Street | Sacramento | CA | 95816 | Sacramento | WECC | BANC | Balancing Authority of Northern California | Solar | Solar Photovoltaic | 1 | SMUPV | 1.4 | 1.4 | 1.4 | NR | IPP Non-CHP | 480 | Q |  |  |  |  | 1.5 | N | [5 empty] | 2014
59324 | PJM | MCCo Solar Generating Facility | 59122 | The Medical Center Company | 41.5164 | -81.5972 | 12435 Euclid Ave | Cleveland | OH | 44106 | Cuyahoga | RFC | PJM | PJM Interconnection, LLC | Solar | Solar Photovoltaic | 1 | MCCO1 | 1 | 0.9 | 0.6 | NR | IPP Non-CHP | 13.8 | IND | ATSI |  |  |  | 1 | [6 empty] | 2014
59326 | PJM | Middletown Energy Center | 59124 | Ohio Power Partners, LLC | 39.465 | -84.3478 | 3439 Cincinnati Dayton Road | Middletown | OH | 45044 | Butler | RFC | PJM | PJM Interconnection, LLC | Natural Gas | Natural Gas Fired Combined Cycle | 2 | MEC1; MEC2 | 543.9 | 468 | 502.8 | NR | IPP Non-CHP | 345 | Q | 1869196085; 1869196082 | [10 empty] | 2018
59327 | PJM | Marlboro Mushrooms Solar Field | 59125 | Marlboro Mushroom | 39.8828 | -75.8294 | 200 Clonmell Upland RD | West Grove | PA | 19390 | Chester | RFC | PJM | PJM Interconnection, LLC | Solar | Solar Photovoltaic | 1 | GEN1 | 1 | 1 | 0.3 | NR | Industrial Non-CHP | 34 | COM |  |  |  |  | 1.7 | Y | [5 empty] | 2011
59328 | WECC | Golden Acorn Casino | 56930 | Foundation HA Energy Generation, LLC | 32.7021 | -116.3546 | 1800 Golden Acorn Way | Campo | CA | 91906 | San Diego | WECC | CISO | California Independent System Operator | Wind | Onshore Wind Turbine | 1 | GAC1 | 1 | 1 | 1 | NR | Commercial Non-CHP | 480 | Q |  | 1 | GE | 262 | [7 empty] | 2014
59329 | WECC | City of Soledad Water Reclamation | 56930 | Foundation HA Energy Generation, LLC | 36.4211 | -121.3403 | 34520 Morisoli Road | Soledad | CA | 93960 | Monterey | WECC | CISO | California Independent System Operator | Wind | Onshore Wind Turbine | 1 | SOL1 | 1 | 1 | 1 | NR | IPP Non-CHP | 480 | Q |  | 1 | GE | 262 | [7 empty] | 2014
59330 | WECC | Taylor Farms | 56930 | Foundation HA Energy Generation, LLC | 36.505 | -121.4517 | 100 Puente Del Monte Ave | Gonzales | CA | 93926 | Monterey | WECC | CISO | California Independent System Operator | Wind | Onshore Wind Turbine | 1 | TAY1 | 1 | 1 | 1 | NR | IPP Non-CHP | 12 | Q |  | 1 | GE | 262 | [7 empty] | 2014
59331 | WECC | Anheuser-Busch #2 | 56930 | Foundation HA Energy Generation, LLC | 38.2336 | -122.0925 | 3101 Busch Drive | Fairfield | CA | 94533 | Solano | WECC | CISO | California Independent System Operator | Wind | Onshore Wind Turbine | 1 | ANB2 | 1.6 | 1.6 | 1.6 | NR | Industrial Non-CHP | 12 | Q |  | 1 | GE | 262 | [7 empty] | 2014
59334 | WECC | Catalina Solar 2, LLC | 60453 | Onward Energy | 34.8122 | -118.3528 | 70101 125th Street West | Rosamond | CA | 93560 | Kern | WECC | CISO | California Independent System Operator | Solar | Solar Photovoltaic | 1 | INV-1 | 18 | 18 | 18 | NR | IPP Non-CHP | 220 | Q | CAISO |  |  |  | 24.3 | Y | [5 empty] | 2015
59338 | WECC | Gila River Power Block 1 | 16572 | Salt River Project | 32.975 | -112.6944 | 1250 East Watermelon Street | Gila Bend | AZ | 85337 | Maricopa | WECC | SRP | Salt River Project | Natural Gas | Natural Gas Fired Combined Cycle | 3 | CTG1; CTG2; ST9 | 619 | 570 | 617 | RE | Electric Utility | 500 | P | [11 empty] | 2003
59339 | WECC | Quinto Solar PV Project | 61230 | Arevon Energy, Inc. | 37.1303 | -121.0522 | 30560 W. McCabe Road | Gustine | CA | 95322 | Merced | WECC | CISO | California Independent System Operator | Solar | Solar Photovoltaic | 1 | SSC13 | 108 | 105.1 | 76.8 | NR | IPP Non-CHP | 230 | Q |  |  |  |  | 135.3 | Y | [5 empty] | 2015
59357 | WECC | Dorena Hydro-Electric Facility | 59140 | Dorena Hydro, LLC | 43.7867 | -122.9581 | 37999 Spillway Road | Cottage Grove | OR | 97424 | Lane | WECC | PACW | PacifiCorp - West | Other | Conventional Hydroelectric | 2 | FRNCS; KAPLN | 7.5 | 7.5 | 7.5 | NR | IPP Non-CHP | 20.8 | Q | [11 empty] | 2014
59359 | WECC | SCE-Snowline-Duncan Road (North) | 59139 | SunEdison LLC | 34.4739 | -117.5628 | 4678 Duncan Road, Unit A | Phelan | CA | 92371 | San Bernardino | WECC | CISO | California Independent System Operator | Solar | Solar Photovoltaic | 1 | 10400 | 1.5 | 1.5 | 1.5 | NR | IPP Non-CHP | 12 | Q |  |  |  |  | 1.6 | Y | [5 empty] | 2014
59360 | WECC | SCE-Snowline-Duncan Road (South) | 59139 | SunEdison LLC | 34.4714 | -117.5622 | 4678 Duncan Road, Unit B | Phelan | CA | 92371 | San Bernardino | WECC | CISO | California Independent System Operator | Solar | Solar Photovoltaic | 1 | 11113 | 1 | 1 | 1 | NR | IPP Non-CHP | 12 | Q |  |  |  |  | 1.1 | Y | [5 empty] | 2014
59364 | PJM | Plainfield One Solar LLC | 58258 | SunRay Power LLC | 40.605 | -74.4394 | 1000 South Second Street | Plainfield | NJ | 7060 | Somerset | NPCC | PJM | PJM Interconnection, LLC | Solar | Solar Photovoltaic | 1 | PV1 | 1.3 | 1.3 | 1.3 | NR | IPP Non-CHP | 4.16 | Q |  |  |  |  | 1.6 | [6 empty] | 2011
59365 | PJM | 24 Applegate Solar LLC | 60281 | Altus Power America Management, LLC | 40.2058 | -74.5797 | 24 Applegate Drive | Robbinsville | NJ | 8691 | Mercer | NPCC | PJM | PJM Interconnection, LLC | Solar | Solar Photovoltaic | 1 | PV1 | 2.6 | 2.6 | 2.6 | NR | IPP Non-CHP | 12.47 | Q |  |  |  |  | 3.4 | [6 empty] | 2014
59366 | PJM | G&S Wantage Solar LLC | 62629 | G&S Operations LLC | 41.1892 | -74.5917 | Clark Road, Block 4 Lots 1.01 | Wantage | NJ | 7461 | Sussex | NPCC | PJM | PJM Interconnection, LLC | Solar | Solar Photovoltaic | 1 | PV1 | 8.5 | 8.5 | 8.5 | NR | IPP Non-CHP | 34.5 | COM |  |  |  |  | 9.4 | [6 empty] | 2014
59367 | PJM | Engelhard Solar LLC | 58258 | SunRay Power LLC | 40.33 | -74.4625 | 30 Engelhard Drive | Monroe | NJ | 8831 | Middlesex | NPCC | PJM | PJM Interconnection, LLC | Solar | Solar Photovoltaic | 1 | PV1 | 0.8 | 0.8 | 0.8 | NR | IPP Non-CHP | 277 | Q |  |  |  |  | 1.1 | [6 empty] | 2012
59370 | PJM | 4 Applegate Solar LLC | 62629 | G&S Operations LLC | 40.1964 | -74.5836 | 4 Applegate Drive | Robbinsville | NJ | 8691 | Mercer | NPCC | PJM | PJM Interconnection, LLC | Solar | Solar Photovoltaic | 1 | PV1 | 1.4 | 1.4 | 1.4 | NR | IPP Non-CHP | 277 | COM |  |  |  |  | 1.9 | [6 empty] | 2012
59371 | PJM | 12 Applegate Solar LLC | 62629 | G&S Operations LLC | 40.2003 | -74.5761 | 12 Applegate Drive | Robbinsville | NJ | 8691 | Mercer | NPCC | PJM | PJM Interconnection, LLC | Solar | Solar Photovoltaic | 1 | PV1 | 1.5 | 1.5 | 1.5 | NR | IPP Non-CHP | 277 | COM |  |  |  |  | 1.9 | [6 empty] | 2012
59373 | PJM | Broshco Fabricated Products | 59147 | Broshco Fabricated Products | 40.7761 | -82.5686 | 1595 W. Longview Ave. | Mansfield | OH | 44906 | Richland | RFC | PJM | PJM Interconnection, LLC | Natural Gas | Natural Gas Fired Combustion Turbine | 4 | 1; 2; 3; 4 | 4.7 | 4.7 | 4.7 | NR | Industrial CHP | 12.47 | IND | [11 empty] | 2001
59374 | WECC | Old Mill Solar | 59143 | Old Mill Solar | 42.2033 | -121.0464 | 60965 Highway 140 E | Bly | OR | 97622 | Klamath | WECC | PACW | PacifiCorp - West | Solar | Solar Photovoltaic | 1 | OMSLR | 5 | 5 | 5 | NR | IPP Non-CHP | 12 | Q |  |  |  |  | 6.8 | Y | [5 empty] | 2015
59379 | MISO | Wapsie Valley Creamery Back Up Generator | 59156 | Wapsie Valley Creamery | 42.4778 | -91.8911 | 300 10th Street, NE | Independence | IA | 50644 | Buchanan | MRO | MISO | Midcontinent Independent Transmission System Operator, Inc.. | Petroleum | Petroleum Liquids | 1 | 1 | 1.8 | 1.1 | 1.1 | NR | Industrial Non-CHP | 12.7 | IND | [11 empty] | 2015
59380 | WECC | Wildwood Solar I, LLC | 65411 | Duke Energy Renewables Services | 35.6158 | -119.5783 | 23900 McCombs Road | Wasco | CA | 93280 | Kern | WECC | CISO | California Independent System Operator | Solar | Solar Photovoltaic | 1 | WLD1 | 19.5 | 19.5 | 19.5 | NR | IPP Non-CHP | 115 | Q |  |  |  |  | 26 | Y | [5 empty] | 2015
59382 | WECC | Paisley Geothermal Generating Plant | 18260 | Surprise Valley Electrification | 42.6958 | -120.5578 | 38650 Highway 31 | Paisley | OR | 97636 | Lake | WECC | PACW | PacifiCorp - West | Other | Geothermal | 1 | SVEP1 | 3.7 | 1.8 | 2.3 | RE | Electric Utility | 69 | C | [11 empty] | 2015
59383 | SPP | East Kansas Agri-Energy, LLC | 59160 | East Kansas Agri-Energy, LLC | 38.2725 | -95.2403 | 1304 South Main Street | Garnett | KS | 66032 | Anderson | MRO | SWPP | Southwest Power Pool | Other | All Other | 1 | KATO | 2 | 0.8 | 0.8 | NR | Industrial Non-CHP | 12.5 | COM | [11 empty] | 2005
59386 | WECC | Enterprise Solar, LLC | 64629 | Clearway Renewable Operation & Maintenance LLC | 37.6411 | -113.6125 | 2336 South Bench Road | Newcastle | UT | 84756 | Iron | WECC | PACE | PacifiCorp - East | Solar | Solar Photovoltaic | 1 | ENTS1 | 80 | 80 | 80 | NR | IPP Non-CHP | 138 | Q |  |  |  |  | 105.1 | Y | [5 empty] | 2016
59387 | WECC | Escalante Solar I, LLC | 64629 | Clearway Renewable Operation & Maintenance LLC | 38.5242 | -113.0339 | 7100 North 1400 West | Milford | UT | 54751 | Beaver | WECC | PACE | PacifiCorp - East | Solar | Solar Photovoltaic | 1 | ESCS1 | 80 | 80 | 80 | NR | IPP Non-CHP | 345 | Q |  |  |  |  | 105.1 | Y | [5 empty] | 2016
59388 | WECC | Escalante Solar II, LLC | 64629 | Clearway Renewable Operation & Maintenance LLC | 38.5008 | -113.03 | 5900 North 350 West | Milford | UT | 84751 | Beaver | WECC | PACE | PacifiCorp - East | Solar | Solar Photovoltaic | 1 | ESCS2 | 80 | 80 | 80 | NR | IPP Non-CHP | 345 | Q |  |  |  |  | 105.1 | Y | [5 empty] | 2016
59389 | WECC | Escalante Solar III, LLC | 64629 | Clearway Renewable Operation & Maintenance LLC | 38.4978 | -112.9869 | 5500 North Hwy 257 | Milford | UT | 84751 | Beaver | WECC | PACE | PacifiCorp - East | Solar | Solar Photovoltaic | 1 | ESCS3 | 80 | 80 | 80 | NR | IPP Non-CHP | 345 | Q |  |  |  |  | 105.3 | Y | [5 empty] | 2016
59392 | PJM | Blue Ridge Generating | 59170 | North American Biofuels, LLC | 37.7411 | -83.9889 | 2700 Winchester | Irvine | KY | 40336 | Estill | RFC | PJM | PJM Interconnection, LLC | Other | Landfill Gas | 1 | GEN1 | 1.6 | 1.2 | 1.2 | NR | IPP Non-CHP | 12.47 | Q | [11 empty] | 2013
59393 | WECC | Eubank Landfill Solar Array | 59171 | Suncore Photovoltaics, Inc | 35.0492 | -106.53 | 1660 Eubank Blvd SE | Albuquerque | NM | 87123 | Bernalillo | WECC | PNM | Public Service Company of New Mexico | Solar | Solar Photovoltaic | 1 | ESNM1 | 2 | 2 | 2 | NR | IPP Non-CHP | 12.47 | COM |  |  |  |  | 2.5 | Y | [5 empty] | 2013
59395 | WECC | City of Tulare Water Facility | 59173 | City of Tulare Water Pollution Control | 36.185 | -119.375 | 1875 South West Street | Tulare | CA | 93274 | Tulare | WECC | CISO | California Independent System Operator | Mixed | Other Natural Gas; Other Waste Biomass; Solar Photovoltaic | 4 | MM26; MM27; SC500; SOLAR | 9.2 | 8.8 | 8.1 | NR | Commercial Non-CHP | 0.48 | M |  |  |  |  | 6.1 | [6 empty] | 2011
59404 | WECC | Searchlight Solar | 60281 | Altus Power America Management, LLC | 35.4797 | -114.9361 | 1900 State Hwy 164 | Searchlight | NV | 89046 | Clark | WECC | NEVP | Nevada Power Company | Solar | Solar Photovoltaic | 1 | 1 | 17.5 | 17.5 | 17.5 | NR | IPP Non-CHP | 69 | Q |  |  |  |  | 21.4 | Y | [5 empty] | 2014
59405 | WECC | Diamond Valley Solar Project | 58135 | Ecos Energy LLC | 33.7131 | -117.0725 | 33725 E. Grand Avenue | Winchester | CA | 92596 | Riverside | WECC | CISO | California Independent System Operator | Solar | Solar Photovoltaic | 1 | PV11 | 1.3 | 1.3 | 1.3 | NR | IPP Non-CHP | 12 | Q |  |  |  |  | 1.5 | Y | [5 empty] | 2015
59407 | WECC | Newman Solar | 59180 | Newman Solar LLC | 31.9783 | -106.4275 | 4920 Stan Roberts Senior Ave | El Paso | TX | 79934 | El Paso | WECC | EPE | El Paso Electric Company | Solar | Solar Photovoltaic | 1 | NEW1 | 10.5 | 10.3 | 10.3 | NR | IPP Non-CHP | 13.8 | Q |  |  |  |  | 13.1 | Y | [5 empty] | 2014
59408 | WECC | Shafter Solar LLC | 59183 | Shafter Solar LLC | 35.3933 | -119.1278 | 3701 Jewetta Ave North | Bakersfield | CA | 93314 | Kern | WECC | CISO | California Independent System Operator | Solar | Solar Photovoltaic | 1 | 1 | 20 | 20 | 20 | NR | IPP Non-CHP | 21.6 | Q |  |  |  |  | 26.8 | Y | [5 empty] | 2015
59409 | WECC | Madelyn Solar, LLC | 59185 | CD US Solar PO 3, LLC | 34.7683 | -117.3236 | 28468 Smithson Road | Silver Lake | CA | 92342 | San Bernardino | WECC | CISO | California Independent System Operator | Solar | Solar Photovoltaic | 1 | SNL17 | 1 | 1 | 1 | NR | IPP Non-CHP | 12 | Q |  |  |  |  | 1.3 | Y | [5 empty] | 2014
59410 | WECC | Rudy Solar, LLC | 59185 | CD US Solar PO 3, LLC | 34.7664 | -117.3236 | 28368 Smithson Road | Silver Lake | CA | 92342 | San Bernardino | WECC | CISO | California Independent System Operator | Solar | Solar Photovoltaic | 1 | SNL19 | 1.5 | 1.5 | 1.5 | NR | IPP Non-CHP | 12 | Q |  |  |  |  | 2.1 | Y | [5 empty] | 2014
59411 | WECC | Mitchell Solar, LLC | 59185 | CD US Solar PO 3, LLC | 34.765 | -117.3236 | 28258 Smithson Road | Silver Lake | CA | 92342 | San Bernardino | WECC | CISO | California Independent System Operator | Solar | Solar Photovoltaic | 1 | SNL18 | 1.5 | 1.5 | 1.5 | NR | IPP Non-CHP | 12 | Q |  |  |  |  | 2.1 | Y | [5 empty] | 2014
59412 | WECC | Algonquin SKIC20 Solar LLC | 59050 | Algonquin Power Co | 35.1261 | -119.2433 | 2301 Santiago Road | Taft | CA | 93268 | Kern | WECC | CISO | California Independent System Operator | Solar | Solar Photovoltaic | 1 | SKI20 | 20 | 20 | 20 | NR | IPP Non-CHP | 70 | Q |  |  |  |  | 25 | Y | [5 empty] | 2015
59413 | WECC | Corcoran Solar 2 | 56769 | Consolidated Edison Development Inc. | 36.1419 | -119.5817 | 6734 Nevada Avenue | Corcoran | CA | 93201 | Kings | WECC | CISO | California Independent System Operator | Solar | Solar Photovoltaic | 1 | C2CA | 19.8 | 19.8 | 19.8 | NR | IPP Non-CHP | 115 | Q |  |  |  |  | 28 | Y | [5 empty] | 2015
59414 | WECC | Atwell Island West Solar | 56769 | Consolidated Edison Development Inc. | 35.815 | -119.4597 | 5189 Avenue 16 | Alpaugh | CA | 93219 | Tulare | WECC | CISO | California Independent System Operator | Solar | Solar Photovoltaic | 1 | AWCA | 20 | 20 | 20 | NR | IPP Non-CHP | 115 | Q |  |  |  |  | 29.6 | Y | [5 empty] | 2015
59416 | WECC | Anaheim Solar Energy Plant | 59187 | Anaheim Public Utilities | 33.8025 | -117.9197 | 800 W. Katella Ave. | Anaheim | CA | 92802 | Orange | WECC | CISO | California Independent System Operator | Solar | Solar Photovoltaic | 1 | PV1 | 2.1 | 2 | 1.2 | RE | Electric Utility | 12 | M |  |  |  |  | 2.4 | [6 empty] | 2014
59417 | SPP | Pleasant Hill Wind Energy Project | 59188 | Pleasant Hill Wind Energy LLC | 33.7389 | -101.485 | 597 FM 1471 | Lorenzo | TX | 79343 | Crosby | MRO | SWPP | Southwest Power Pool | Wind | Onshore Wind Turbine | 1 | WT1 | 20 | 20 | 20 | NR | IPP Non-CHP | 69 | Q |  | 11 | SANY | 255.9 | [7 empty] | 2015
59421 | WECC | SCE-Snowline-White Road (South) | 59139 | SunEdison LLC | 34.4131 | -117.4708 | 8928 White Road, Unit C | Phelan | CA | 92371 | San Bernardino | WECC | CISO | California Independent System Operator | Solar | Solar Photovoltaic | 1 | 11111 | 1.5 | 1.5 | 1.5 | NR | IPP Non-CHP | 12 | Q |  |  |  |  | 1.7 | Y | [5 empty] | 2014
59422 | WECC | SCE-Snowline-White Road (North) | 59139 | SunEdison LLC | 34.4175 | -117.4697 | 8928 White Road, Unit A | Phelan | CA | 92371 | San Bernardino | WECC | CISO | California Independent System Operator | Solar | Solar Photovoltaic | 1 | 10401 | 1.5 | 1.5 | 1.5 | NR | IPP Non-CHP | 12 | Q |  |  |  |  | 1.7 | Y | [5 empty] | 2014
59423 | WECC | SCE-Snowline-White Rd (Central) | 59139 | SunEdison LLC | 34.4153 | -117.47 | 8928 White Road, Unit B | Phelan | CA | 92371 | San Bernardino | WECC | CISO | California Independent System Operator | Solar | Solar Photovoltaic | 1 | 10402 | 1.5 | 1.5 | 1.5 | NR | IPP Non-CHP | 12 | Q |  |  |  |  | 1.7 | Y | [5 empty] | 2014
59424 | MISO | IND Solar Farm (Phase IIA) | 63249 | Terraform Arcadia | 39.6947 | -86.3217 | 4250 W. Perimeter Road | Indianapolis | IN | 46241 | Marion | RFC | MISO | Midcontinent Independent Transmission System Operator, Inc.. | Solar | Solar Photovoltaic | 1 | IND2A | 7.5 | 7.5 | 7.5 | NR | IPP Non-CHP | 13.8 | Q |  |  |  |  | 9.8 | Y | [5 empty] | 2014
59425 | MISO | Zimmerman Energy | 59195 | Landfill Energy Systems | 41.2378 | -86.2461 | 8912 SR 110 | Argos | IN | 46501 | Marshall | RFC | MISO | Midcontinent Independent Transmission System Operator, Inc.. | Other | Landfill Gas | 4 | ZE#4; ZE-#1; ZE-#2; ZE-#3 | 7.6 | 7.1 | 7.1 | NR | IPP Non-CHP | 69 | Q | [11 empty] | 2014
59426 | PJM | GKS Solar | 61060 | Cypress Creek Renewables | 36.2483 | -76.5019 | 932 Belvidere Road | Belvidere | NC | 27918 | Perquimans | SERC | PJM | PJM Interconnection, LLC | Solar | Solar Photovoltaic | 1 | GKS1 | 5 | 5 | 5 | NR | IPP Non-CHP | 22.86 | Q |  |  |  |  | 6.6 | [6 empty] | 2015
59427 | PJM | Two Mile Solar | 61060 | Cypress Creek Renewables | 36.2231 | -76.4619 | 157 Two Mile Desert Road | Winfall | NC | 27985 | Perquimans | SERC | PJM | PJM Interconnection, LLC | Solar | Solar Photovoltaic | 1 | TMS1 | 5 | 5 | 5 | NR | IPP Non-CHP | 34.5 | Q |  |  |  |  | 6.5 | [6 empty] | 2015
59428 | WECC | Baker Creek Hydroelectric | 59205 | Baker Station Associates, LP | 40.5264 | -123.7256 | 3890 Showers Pass Road | Bridgeville | CA | 95526 | Humboldt | WECC | CISO | California Independent System Operator | Other | Conventional Hydroelectric | 2 | GENE1; GENE2 | 1.5 | 0 | 1.5 | NR | IPP Non-CHP | 12 | Q | [11 empty] | 2014
59429 | PJM | Downs Farm Solar | 61060 | Cypress Creek Renewables | 36.3619 | -76.9169 | 407 NC 45 S | Cofield | NC | 27977 | Hertford | SERC | PJM | PJM Interconnection, LLC | Solar | Solar Photovoltaic | 1 | DOWN1 | 5 | 5 | 5 | NR | IPP Non-CHP | 34.5 | Q |  |  |  |  | 6.5 | [6 empty] | 2015
59430 | WECC | Solar Las Vegas MB-1 | 59208 | NRG Solar Las Vegas MB-1 | 36.0886 | -115.1778 | 3950 Las Vegas Blvd. South | Las Vegas | NV | 89119 | Clark | WECC | NEVP | Nevada Power Company | Solar | Solar Photovoltaic | 1 | MB-1 | 4.9 | 4.9 | 4.9 | NR | IPP Non-CHP | 12.4 | Q |  |  |  |  | 6.4 | [6 empty] | 2015
59431 | WECC | Sierra Solar Greenworks | 61012 | AES Distributed Energy | 34.7036 | -118.3342 | 11584 West Avenue I | Lancaster | CA | 93536 | Los Angeles | WECC | CISO | California Independent System Operator | Solar | Solar Photovoltaic | 1 | SSG1 | 20 | 18 | 18 | NR | IPP Non-CHP | 66 | Q |  |  |  |  | 22.5 | [6 empty] | 2015
59432 | MISO | Duke Building 87 | 59209 | Concord New Energy | 39.8908 | -86.2556 | 5355 W. 76th Street | Indianapolis | IN | 46268 | Marion | RFC | MISO | Midcontinent Independent Transmission System Operator, Inc.. | Solar | Solar Photovoltaic | 1 | DUK87 | 2.7 | 2.7 | 2.7 | NR | IPP Non-CHP | 13.2 | Q |  |  |  |  | 2.9 | [6 empty] | 2014
59433 | MISO | Duke Building 98 | 59209 | Concord New Energy | 39.9047 | -86.26 | 8250-8258 Zionsville Road | Indianapolis | IN | 46268 | Marion | RFC | MISO | Midcontinent Independent Transmission System Operator, Inc.. | Solar | Solar Photovoltaic | 1 | DUK98 | 2.7 | 2.7 | 2.7 | NR | IPP Non-CHP | 13.2 | Q |  |  |  |  | 3.3 | [6 empty] | 2014
59434 | MISO | Duke Building 129 | 59209 | Concord New Energy | 39.9108 | -86.2453 | 4925-4945 W. 86th Street | Indianapolis | IN | 46268 | Marion | RFC | MISO | Midcontinent Independent Transmission System Operator, Inc.. | Solar | Solar Photovoltaic | 1 | DU129 | 3.4 | 3.4 | 3.4 | NR | IPP Non-CHP | 13.2 | Q |  |  |  |  | 3.9 | [6 empty] | 2014
59435 | SPP | Oak Tree Energy | 56769 | Consolidated Edison Development Inc. | 44.9333 | -97.7414 | 42359 169th Street | Clark | SD | 57225 | Clark | MRO | SWPP | Southwest Power Pool | Wind | Onshore Wind Turbine | 1 | OTE14 | 19.5 | 19.5 | 19.5 | NR | IPP Non-CHP | 69 | Q |  | 11 | GE | 262.4 | [7 empty] | 2014
59436 | MISO | Lennon Generating | 13559 | North American Natural Res | 42.9817 | -83.9794 | 9536 E. Lennon Road | Lennon | MI | 48849 | Shiawassee | RFC | MISO | Midcontinent Independent Transmission System Operator, Inc.. | Other | Landfill Gas | 4 | 10; 7; 8; 9 | 6.4 | 6 | 6 | NR | IPP Non-CHP | 46 | Q | [11 empty] | 2012
59440 | WECC | Adelanto Solar II, LLC | 59212 | Adelanto Solar II, LLC | 34.5572 | -117.3775 | 13401 Rancho Road | Adelanto | CA | 92301 | San Bernardino | WECC | CISO | California Independent System Operator | Solar | Solar Photovoltaic | 1 | SAS | 7 | 7 | 7 | NR | IPP Non-CHP | 33 | Q | VICTOR_7_N011 |  |  |  | 7.4 | Y | [5 empty] | 2015
59441 | WECC | Adelanto Solar, LLC | 59211 | Adelanto Solar, LLC | 34.5572 | -117.3775 | 13291 Rancho Road | Adelanto | CA | 92301 | San Bernardino | WECC | CISO | California Independent System Operator | Solar | Solar Photovoltaic | 1 | SAS | 20 | 20 | 20 | NR | IPP Non-CHP | 33 | Q |  |  |  |  | 21.5 | Y | [5 empty] | 2015
59443 | WECC | TA-Acacia, LLC | 60453 | Onward Energy | 34.6892 | -118.3247 | 11025 West Avenue J | Lancaster | CA | 93536 | Los Angeles | WECC | CISO | California Independent System Operator | Solar | Solar Photovoltaic | 1 | WAS1 | 20 | 20 | 20 | NR | IPP Non-CHP | 66 | Q |  |  |  |  | 28.4 | Y | [5 empty] | 2014
59444 | WECC | Desert Star Hybrid | 803 | Arizona Public Service Co | 33.145 | -112.66 | 28100 Judd Rd One | Buckeye | AZ | 58326 | Maricopa | WECC | AZPS | Arizona Public Service Company | Mixed | Batteries; Solar Photovoltaic | 2 | DS10M; PV1 | 20 | 20 | 20 | RE | Electric Utility | 12 | I |  |  |  |  | 15.6 | Y |  | 30 | 10 | 10 | LIB | 2015
59446 | PJM | Cranbury | 59214 | RE Cranbury Solar 1, LLC | 40.3147 | -74.4992 | 5-8 Santa Fe Wau | Cranbury | NJ | 8512 | Middlesex | RFC | PJM | PJM Interconnection, LLC | Solar | Solar Photovoltaic | 1 | CRANB | 5 | 5 | 5 | NR | IPP Non-CHP | 13.2 | Q |  |  |  |  | 5.7 | [6 empty] | 2011
59448 | MISO | Waxdale | 59216 | S.C. Johnson & Son, Inc. | 42.7094 | -87.8853 | 8311 16th Street | Sturtevant | WI | 53177 | Racine | RFC | MISO | Midcontinent Independent Transmission System Operator, Inc.. | Mixed | Landfill Gas; Natural Gas Fired Combustion Turbine; Solar Photovoltaic; Onshore Wind Turbine | 7 | CGEN1; CGEN2; SITEA; SITEB; SITEC; WEC01; WEC02 | 12.1 | 12.1 | 12.1 | NR | Industrial CHP | 24.9 | IND |  | 2 | VENSYS | 279 | 2.76 | [6 empty] | 2003
59452 | MISO | East. Michigan Univ. Heating Plant | 59218 | East. Michigan Univ. Heating Plant | 42.2489 | -83.6289 | 712 Oakwood | Ypsilanti | MI | 48197 | Washtenaw | RFC | MISO | Midcontinent Independent Transmission System Operator, Inc.. | Natural Gas | Natural Gas Fired Combustion Turbine | 1 | COGN2 | 7.8 | 6.8 | 6.8 | NR | Commercial CHP | 41 | COM | [11 empty] | 2018
59454 | WECC | Valencia Solar | 56215 | Big Sky Wind, LLC | 32.1458 | -110.8669 | 5900 South Crayford Road | Tucson | AZ | 85706 | Pima | WECC | TEPC | Tucson Electric Power Company | Solar | Solar Photovoltaic | 1 | VALEN | 10 | 10 | 10 | NR | IPP Non-CHP | 13.8 | Q |  |  |  |  | 12.7 | Y | [5 empty] | 2013
59455 | WECC | Tech Park Solar | 56215 | Big Sky Wind, LLC | 32.0979 | -110.8157 | 8410C South Rita Road | Tucson | AZ | 85747 | Pima | WECC | TEPC | Tucson Electric Power Company | Solar | Solar Photovoltaic | 1 | TECHP | 5 | 5 | 5 | NR | IPP Non-CHP | 13.7 | Q |  |  |  |  | 6.6 | Y | [5 empty] | 2012
59456 | WECC | P Plant | 59222 | Qualcomm Incorporated | 32.8947 | -117.1981 | 5555 Morehouse Drive | San Diego | CA | 92121 | San Diego | WECC | CISO | California Independent System Operator | Natural Gas | Natural Gas Fired Combustion Turbine | 1 | P-TG4 | 4.6 | 4 | 4 | NR | Commercial CHP | 12 | COM | [11 empty] | 2007
59457 | WECC | Q Plant | 59222 | Qualcomm Incorporated | 32.9042 | -117.2011 | 10190 McKellar Blvd | San Diego | CA | 92121 | San Diego | WECC | CISO | California Independent System Operator | Natural Gas | Natural Gas Fired Combustion Turbine | 1 | Q-TG1 | 4.6 | 4 | 4 | NR | Commercial CHP | 12 | COM | [11 empty] | 2013
59458 | WECC | W Plant | 59222 | Qualcomm Incorporated | 32.9033 | -117.1956 | 5751 Pacific Center Blvd | San Diego | CA | 92121 | San Diego | WECC | CISO | California Independent System Operator | Natural Gas | Natural Gas Fired Combustion Turbine | 1 | W-TG1 | 4.6 | 4 | 4 | NR | Commercial CHP | 12 | COM | [11 empty] | 2005
59461 | WECC | Bowerman Power LFG, LLC | 59228 | Bowerman Power LFG, LLC | 33.7189 | -117.7022 | 11002 Bee Canyon Access Rd | Irvine | CA | 92602 | Orange | WECC | CISO | California Independent System Operator | Other | Landfill Gas | 7 | GEN01; GEN02; GEN03; GEN04; GEN05; GEN06; GEN07 | 23.8 | 23.8 | 23.8 | NR | IPP Non-CHP | 12 | Q | [11 empty] | 2016
59462 | SPP | Denver Intl Airport IV Solar | 59229 | Denver Int'l Airport IV Solar | 39.9027 | -104.6739 | 11345 Trussville St., Unit PV | Denver | CO | 80249 | Denver | WECC | SWPP | Southwest Power Pool | Solar | Solar Photovoltaic | 1 | DIA4 | 1.5 | 1.5 | 0.6 | NR | IPP Non-CHP | 0.48 | Q |  |  |  |  | 2 | [6 empty] | 2014
59467 | MISO | Coldwater Peaking Plant | 3915 | Coldwater Board of Public Util | 41.9194 | -85.0242 | 250 North Filmore Road | Coldwater | MI | 49036 | Branch | RFC | MISO | Midcontinent Independent Transmission System Operator, Inc.. | Natural Gas | Natural Gas Internal Combustion Engine | 3 | GEN1; GEN2; GEN3 | 12.9 | 12.9 | 12.9 | RE | Electric Utility | 13.8 | M | CONS.MSCP | [10 empty] | 2015
59469 | WECC | Alamo Solar | 60453 | Onward Energy | 34.6822 | -117.3475 | 14523 Melrose Road | Oro Grande | CA | 92368 | San Bernardino | WECC | CISO | California Independent System Operator | Solar | Solar Photovoltaic | 1 | ALAMO | 20 | 20 | 20 | NR | IPP Non-CHP | 33 | Q |  |  |  |  | 23.7 | Y | [5 empty] | 2015
59472 | WECC | Ft. Churchill PV | 17166 | Sierra Pacific Power Co | 39.1281 | -119.14 | 189 Sierra Way | Yerington | NV | 89447 | Lyon | WECC | NEVP | Nevada Power Company | Solar | Solar Photovoltaic | 1 | NVC7 | 19.9 | 19.5 | 19.5 | RE | Commercial Non-CHP | 60 | I |  |  |  |  | 20.3 | Y | [5 empty] | 2015
59473 | WECC | Apple Campus 2 PV | 57369 | Apple, Inc | 37.33 | -122.01 | Wolfe Road & Homestead Road | Cupertino | CA | 95014 | Santa Clara | WECC | CISO | California Independent System Operator | Solar | Solar Photovoltaic | 1 | AC2PV | 14.4 | 12.4 | 9.5 | NR | Industrial Non-CHP | 12.47 | COM |  |  |  |  | 15.8 | [6 empty] | 2017
59475 | SPP | Palo Duro Wind | 59238 | Palo Duro Wind | 36.2439 | -101.0014 | 14535 FM 1267 | Perryton | TX | 79070 | Ochiltree | MRO | SWPP | Southwest Power Pool | Wind | Onshore Wind Turbine | 1 | GE1.7 | 249.9 | 249.9 | 249.9 | NR | IPP Non-CHP | 345 | Q |  | 147 | GE | 262.5 | [7 empty] | 2014
59478 | PJM | IMPA Richmond Solar Park | 9234 | Indiana Municipal Power Agency | 39.8011 | -84.895 | 2000 South US 27 | Richmond | IN | 47374 | Wayne | RFC | PJM | PJM Interconnection, LLC | Solar | Solar Photovoltaic | 1 | SRICH | 1 | 1 | 0.8 | RE | Electric Utility | 13.8 | P |  |  |  |  | 1.2 | Y | [5 empty] | 2014
59479 | PJM | IMPA Frankton Solar Park | 9234 | Indiana Municipal Power Agency | 40.2164 | -85.7747 | 711 Lafayette Avenue | Frankton | IN | 46044 | Madison | RFC | PJM | PJM Interconnection, LLC | Solar | Solar Photovoltaic | 1 | SFRAN | 1 | 1 | 0.8 | RE | Electric Utility | 12.47 | P |  |  |  |  | 1.2 | [6 empty] | 2014
59480 | MISO | IMPA Rensselaer Solar Park | 9234 | Indiana Municipal Power Agency | 40.9461 | -87.1364 | 1324 East Maple Street | Rensselaer | IN | 47978 | Jasper | RFC | MISO | Midcontinent Independent Transmission System Operator, Inc.. | Solar | Solar Photovoltaic | 1 | SRENS | 1 | 1 | 0.8 | RE | Electric Utility | 12.47 | P |  |  |  |  | 1.2 | [6 empty] | 2014
59481 | MISO | IMPA Peru Solar Park | 9234 | Indiana Municipal Power Agency | 40.7678 | -86.0456 | 800 Jackson Avenue | Peru | IN | 46970 | Miami | RFC | MISO | Midcontinent Independent Transmission System Operator, Inc.. | Solar | Solar Photovoltaic | 1 | SPERU | 3 | 3 | 2.4 | RE | Electric Utility | 12.47 | P |  |  |  |  | 3.7 | [6 empty] | 2015
59482 | MISO | IMPA Tell City Solar Park | 9234 | Indiana Municipal Power Agency | 37.9461 | -86.7375 | 53 Old Indiana 237 | Tell City | IN | 47586 | Perry | RFC | MISO | Midcontinent Independent Transmission System Operator, Inc.. | Solar | Solar Photovoltaic | 1 | STELL | 1.1 | 1.1 | 0.9 | RE | Electric Utility | 13.8 | P |  |  |  |  | 1.3 | [6 empty] | 2015
59483 | MISO | IMPA Crawfordsville Solar Park | 9234 | Indiana Municipal Power Agency | 40.0531 | -86.8872 | 500 Memorial Drive | Crawfordsville | IN | 47933 | Montgomery | RFC | MISO | Midcontinent Independent Transmission System Operator, Inc.. | Solar | Solar Photovoltaic | 1 | SCRAW | 3 | 3 | 2.4 | RE | Electric Utility | 13.8 | P |  |  |  |  | 3.7 | [6 empty] | 2015
59489 | PJM | Anthony Wayne Solar #1 | 67156 | Toledo Zoological Society | 41.6272 | -83.5747 | 671 Spencer Street | Toledo | OH | 43609 | Lucas | RFC | PJM | PJM Interconnection, LLC | Solar | Solar Photovoltaic | 1 | AWS1 | 1.7 | 1.7 | 1.2 | NR | Commercial Non-CHP | 12.47 | COM |  |  |  |  | 2.1 | [6 empty] | 2014
59490 | WECC | Jett Creek Windfarm (Burnt River) | 59860 | Jett Creek | 44.425 | -117.2739 | 5980 Hwy 30 | Huntington | OR | 97907 | Baker | WECC | IPCO | Idaho Power Company | Wind | Onshore Wind Turbine | 1 | JCW | 10 | 10 | 10 | NR | IPP Non-CHP | 138 | Q |  | 5 | GE | 262 | [7 empty] | 2017
59491 | WECC | Benson Creek Windfarm (Burnt River) | 59861 | Benson Creek | 44.3669 | -117.3439 | 5980 Hwy 30 | Huntington | OR | 97907 | Baker | WECC | IPCO | Idaho Power Company | Wind | Onshore Wind Turbine | 1 | BCW | 10 | 10 | 10 | NR | IPP Non-CHP | 138 | Q |  | 5 | GE | 262 | [7 empty] | 2017
59492 | WECC | Durbin Creek Windfarm (Burnt River) | 59862 | Durbin Creek | 44.3531 | -117.3231 | 5980 Hwy 30 | Huntington | OR | 97907 | Baker | WECC | IPCO | Idaho Power Company | Wind | Onshore Wind Turbine | 1 | DCW | 10 | 10 | 10 | NR | IPP Non-CHP | 138 | Q |  | 5 | GE | 262 | [7 empty] | 2017
59493 | WECC | Prospector Windfarm (Burnt River) | 59863 | Prospector | 44.4181 | -117.255 | 5980 Hwy 30 | Huntington | OR | 97907 | Baker | WECC | IPCO | Idaho Power Company | Wind | Onshore Wind Turbine | 1 | PW | 10 | 10 | 10 | NR | IPP Non-CHP | 138 | Q |  | 5 | GE | 262 | [7 empty] | 2017
59494 | WECC | Willow Spring Windfarm (Burnt River) | 59864 | Willow Spring | 44.3819 | -117.2731 | 5980 Hwy 30 | Huntington | OR | 97907 | Baker | WECC | IPCO | Idaho Power Company | Wind | Onshore Wind Turbine | 1 | WSW | 10 | 10 | 10 | NR | IPP Non-CHP | 138 | Q |  | 5 | GE | 262 | [7 empty] | 2017
59496 | WECC | BYUI Central Energy Facility | 59251 | Brigham Young Univ Idaho | 43.8169 | -111.7858 | 425 South 1st West | Rexburg | ID | 83460 | Madison | WECC | PACE | PacifiCorp - East | Natural Gas | Natural Gas Fired Combustion Turbine | 1 | ST601 | 5.6 | 4.6 | 5.3 | NR | Commercial CHP | 12.47 | COM | [11 empty] | 2015
59513 | PJM | Meadows PV 1 | 59263 | Fresh Air Energy XVIII, LLC | 35.8369 | -77.1269 | 1245 Meadows Road | Williamston | NC | 27892 | Martin | SERC | PJM | PJM Interconnection, LLC | Solar | Solar Photovoltaic | 1 | MEAD1 | 20 | 20 | 20 | NR | IPP Non-CHP | 34.5 | Q |  |  |  |  | 25.9 | [6 empty] | 2016
59514 | PJM | Flat Meeks PV 1 | 58970 | Ecoplexus, Inc | 35.8067 | -77.2706 | 2201 Parmele Road | Robersonville | NC | 27871 | Martin | SERC | PJM | PJM Interconnection, LLC | Solar | Solar Photovoltaic | 1 | FLAT1 | 5 | 5 | 5 | NR | IPP Non-CHP | 12.5 | Q |  |  |  |  | 6.5 | [6 empty] | 2017
59515 | PJM | Benthall Bridge PV 1 | 58970 | Ecoplexus, Inc | 36.42 | -77.1003 | 239 Benthall Bridge Rd. | Murfreesboro | NC | 27855 | Hertford | SERC | PJM | PJM Interconnection, LLC | Solar | Solar Photovoltaic | 1 | BENT1 | 5 | 5 | 5 | NR | IPP Non-CHP | 34.5 | Q |  |  |  |  | 6.5 | Y | [5 empty] | 2016
59516 | PJM | American Legion PV 1 | 58970 | Ecoplexus, Inc | 36.4183 | -77.6558 | 508 American Legion Road | Roanoke Rapids | NC | 27870 | Halifax | SERC | PJM | PJM Interconnection, LLC | Solar | Solar Photovoltaic | 1 | AMLEG | 16 | 16 | 16 | NR | IPP Non-CHP | 34.5 | Q |  |  |  |  | 20 | [6 empty] | 2017
59517 | PJM | Baker PV 1 | 58970 | Ecoplexus, Inc | 36.2703 | -77.0603 | 1029 NC11 S | Aulander | NC | 27805 | Hertford | SERC | PJM | PJM Interconnection, LLC | Solar | Solar Photovoltaic | 1 | BAKE1 | 5 | 5 | 5 | NR | IPP Non-CHP | 34.5 | Q |  |  |  |  | 7 | [6 empty] | 2016
59518 | PJM | Grandy PV 1 | 58970 | Ecoplexus, Inc | 36.2336 | -75.8808 | 6562 Caratoke Hwy | Grandy | NC | 27939 | Currituck | SERC | PJM | PJM Interconnection, LLC | Solar | Solar Photovoltaic | 1 | GRAND | 20 | 20 | 20 | NR | IPP Non-CHP | 34.5 | Q |  |  |  |  | 25 | [6 empty] | 2020
59522 | WECC | Giffen Solar Park | 59257 | Giffen Solar Park, LLC | 36.5447 | -120.3161 | 30336 West Mountain View Ave | Cantua Creek | CA | 93210 | Fresno | WECC | CISO | California Independent System Operator | Solar | Solar Photovoltaic | 1 | FRGSP | 20 | 20 | 18 | NR | IPP Non-CHP | 70 | Q | GIFFGEN_7_N002 |  |  |  | 27.9 | Y | [5 empty] | 2017
59523 | WECC | Five Points Solar Park | 66100 | Boralex US Operations LLC | 36.3869 | -120.2367 | 24117 W. Excelsior Ave. | Five Points | CA | 93210 | Fresno | WECC | CISO | California Independent System Operator | Solar | Solar Photovoltaic | 1 | FRFSP | 60 | 60 | 50 | NR | IPP Non-CHP | 115 | Q | SCHLNDLR_7__N003 |  |  |  | 84.1 | Y | [5 empty] | 2016
59524 | WECC | Blackwell Solar Park | 56769 | Consolidated Edison Development Inc. | 35.612 | -119.845 | 17795 Highway 46 | Lost Hills | CA | 93249 | Kern | WECC | CISO | California Independent System Operator | Solar | Solar Photovoltaic | 1 | FRBSP | 20 | 20 | 20 | NR | IPP Non-CHP | 70 | Q |  |  |  |  | 25 | Y | [5 empty] | 2019
59525 | WECC | Wright Solar Park | 59260 | Wright Solar Park LLC | 37.0094 | -120.9572 | 17011 Volta Road | Los Banos | CA | 93635 | Merced | WECC | CISO | California Independent System Operator | Solar | Solar Photovoltaic | 1 | FRWSP | 200 | 200 | 180 | NR | IPP Non-CHP | 230 | Q | WRGTSRGN_7_N001 |  |  |  | 239.3 | Y | [5 empty] | 2019
59526 | PJM | Whitakers | 65411 | Duke Energy Renewables Services | 36.1272 | -77.7344 | 16080-16240 Watsonseed Road | Whitakers | NC | 27891 | Nash | SERC | PJM | PJM Interconnection, LLC | Solar | Solar Photovoltaic | 1 | WHIT1 | 12 | 12 | 12 | NR | IPP Non-CHP | 34.5 | Q |  |  |  |  | 16.8 | Y | [5 empty] | 2015
59527 | PJM | Kelford (Duke) | 65411 | Duke Energy Renewables Services | 36.1481 | -77.2119 | 3656 Governors Road | Lewiston Woodville | NC | 27847 | Bertie | SERC | PJM | PJM Interconnection, LLC | Solar | Solar Photovoltaic | 1 | KELF1 | 20 | 20 | 20 | NR | IPP Non-CHP | 34.5 | Q |  |  |  |  | 30 | Y | [5 empty] | 2015
59528 | WECC | Solar Oasis LLC | 64659 | Solar Oasis, LLC | 34.6489 | -118.0767 | 2801 E. Ave. M | Palmdale | CA | 93550 | Los Angeles | WECC | CISO | California Independent System Operator | Solar | Solar Photovoltaic | 1 | OASIS | 20 | 20 | 20 | NR | IPP Non-CHP | 66 | Q |  |  |  |  | 27.8 | Y | [5 empty] | 2016
59529 | WECC | Bannock County LFG to Energy | 59239 | Bannock County Landfill | 42.7878 | -112.3656 | 1500 N. Fort Hall Mine Rd | Pocatello | ID | 83204 | Bannock | WECC | IPCO | Idaho Power Company | Other | Landfill Gas | 2 | GEN 2; GEN1 | 3.2 | 2.8 | 2.8 | NR | Commercial Non-CHP | 34.5 | P | [11 empty] | 2014
59530 | PJM | Pasquotank | 65411 | Duke Energy Renewables Services | 36.2647 | -76.3061 | 953 Foreman Bundy Road | Elizabeth City | NC | 27906 | Pasquotank | SERC | PJM | PJM Interconnection, LLC | Solar | Solar Photovoltaic | 1 | PASQ1 | 20 | 20 | 20 | NR | IPP Non-CHP | 34.5 | Q |  |  |  |  | 28 | Y | [5 empty] | 2014
59531 | WECC | Borden Solar Farm | 59272 | 41MB 8me, LLC | 36.9411 | -119.96 | 13282 Road 33 | Madera | CA | 9363 | Madera | WECC | CISO | California Independent System Operator | Solar | Solar Photovoltaic | 1 | BRDN | 50 | 50 | 50 | NR | IPP Non-CHP | 69 | Q |  |  |  |  | 67.8 | Y | [5 empty] | 2020
59532 | WECC | Springbok Solar Farm 1 | 59273 | 62SK 8me, LLC | 35.2492 | -117.9553 | 29999 Neuralia Rd. | Cantil | CA | 93519 | Kern | WECC | LDWP | Los Angeles Department of Water and Power | Solar | Solar Photovoltaic | 1 | SB1 | 105 | 105 | 105 | NR | IPP Non-CHP | 230 | Q |  |  |  |  | 136.8 | Y | [5 empty] | 2016
59536 | WECC | Coronus Adelanto West 1 | 65305 | Clean Focus Yield, LLC | 34.5481 | -117.4644 | 9001 Cassia Road Unit #1 | Adelanto | CA | 92301 | San Bernardino | WECC | CISO | California Independent System Operator | Solar | Solar Photovoltaic | 1 | AWI | 1.5 | 1.5 | 1.5 | NR | IPP Non-CHP | 12 | Q | ROADWAY_1_N013 |  |  |  | 1.8 | [6 empty] | 2015
59537 | WECC | Coronus Adelanto West 2 | 65305 | Clean Focus Yield, LLC | 34.5481 | -117.4644 | 9001 Cassia Road, Unit #2 | Adelanto | CA | 92301 | San Bernardino | WECC | CISO | California Independent System Operator | Solar | Solar Photovoltaic | 1 | AW2 | 1.5 | 1.5 | 1.5 | NR | IPP Non-CHP | 12 | Q | ROADWAY 1 NO13 |  |  |  | 1.8 | N | [5 empty] | 2015
59539 | WECC | Park Meridian #1 | 60281 | Altus Power America Management, LLC | 33.8961 | -117.2836 | 15001 Meridian Parkway | Riverside | CA | 92518 | Riverside | WECC | CISO | California Independent System Operator | Solar | Solar Photovoltaic | 1 | 1 | 1.5 | 1.5 | 1.5 | NR | IPP Non-CHP | 0.48 | Q |  |  |  |  | 1.8 | [6 empty] | 2015
59540 | WECC | Rancho Cucamonga Dist #1 | 60281 | Altus Power America Management, LLC | 34.1003 | -117.5528 | 8449 Milliken | Rancho Cucamonga | CA | 91730 | San Bernardino | WECC | CISO | California Independent System Operator | Solar | Solar Photovoltaic | 1 | 2 | 1.8 | 1.8 | 1.8 | NR | IPP Non-CHP | 12 | Q |  |  |  |  | 2.2 | [6 empty] | 2015
59541 | WECC | Terra Francesco | 60281 | Altus Power America Management, LLC | 34.0397 | -117.6067 | 1801 S Carlo Ave | Ontario | CA | 92824 | San Bernardino | WECC | CISO | California Independent System Operator | Solar | Solar Photovoltaic | 1 | 3 | 1.5 | 1.5 | 1.5 | NR | IPP Non-CHP | 0.48 | Q |  |  |  |  | 1.8 | [6 empty] | 2015
59544 | PJM | Parlin Solar LLC | 59287 | Laurel Capital Partners | 40.4567 | -74.3289 | 250 Cheesequake Road | Sayreville | NJ | 8859 | Middlesex | RFC | PJM | PJM Interconnection, LLC | Solar | Solar Photovoltaic | 1 | PV1 | 1.3 | 1.2 | 1 | NR | IPP Non-CHP | 2.4 | Q |  |  |  |  | 1.31 | N | [5 empty] | 2012
59545 | PJM | Springfield Solar LLC | 59287 | Laurel Capital Partners | 39.8939 | -83.8056 | One Assurant Way | Springfield | OH | 45506 | Clark | RFC | PJM | PJM Interconnection, LLC | Solar | Solar Photovoltaic | 1 | PV1 | 1.5 | 1.5 | 1.1 | NR | IPP Non-CHP | 0.48 | Q |  |  |  |  | 1.51 | [6 empty] | 2012
59546 | PJM | Beaver Solar LLC | 59287 | Laurel Capital Partners | 40.6914 | -80.3239 | 1 Tuscarawas Road | Beaver | PA | 15009 | Beaver | RFC | PJM | PJM Interconnection, LLC | Solar | Solar Photovoltaic | 1 | PV1 | 1.3 | 1.3 | 1.2 | NR | IPP Non-CHP | 2.3 | Q |  |  |  |  | 1.35 | [6 empty] | 2012
59547 | PJM | Fowler Ridge IV Wind Farm LLC | 56545 | Pattern Operators LP | 40.6206 | -87.3781 | 2870 W. SR 18 | Fowler | IN | 47944 | Benton | RFC | PJM | PJM Interconnection, LLC | Wind | Onshore Wind Turbine | 1 | 1 | 150 | 150 | 150 | NR | IPP Non-CHP | 345 | Q |  | 65 | Siemens | 262 | [7 empty] | 2016
59548 | PJM | Creswell Alligood Solar, LLC | 65411 | Duke Energy Renewables Services | 35.8989 | -76.3794 | 1166 Alligood Road | Creswell | NC | 27928 | Washington | SERC | PJM | PJM Interconnection, LLC | Solar | Solar Photovoltaic | 1 | CRES1 | 14 | 14 | 14 | NR | IPP Non-CHP | 34.5 | Q |  |  |  |  | 20 | Y | [5 empty] | 2015
59549 | PJM | Everetts Wildcat Solar, LLC | 65411 | Duke Energy Renewables Services | 35.8472 | -77.1114 | 4963 Wildcat Road | Williamston | NC | 27892 | Martin | SERC | PJM | PJM Interconnection, LLC | Solar | Solar Photovoltaic | 1 | EVER1 | 5 | 5 | 5 | NR | IPP Non-CHP | 34.5 | Q |  |  |  |  | 7 | Y | [5 empty] | 2015
59550 | WECC | Putah Creek Solar Farm | 59290 | Solvida Energy Group/Blue Oak Energy | 38.5211 | -121.9939 | 28775 County Road 87 D | Winters | CA | 95694 | Yolo | WECC | CISO | California Independent System Operator | Solar | Solar Photovoltaic | 1 | PCSF | 2 | 2 | 2 | NR | IPP Non-CHP | 12 | Q |  |  |  |  | 2.6 | Y | [5 empty] | 2014
59555 | WECC | Vega Solar | 59298 | Vega Solar, LLC | 36.9258 | -120.82 | 25100 S. Woo Road | Los Banos | CA | 93635 | Merced | WECC | CISO | California Independent System Operator | Solar | Solar Photovoltaic | 1 | VEGA1 | 20 | 20 | 20 | NR | IPP Non-CHP | 70 | Q |  |  |  |  | 25.9 | Y | [5 empty] | 2015
59557 | WECC | Apple Campus 2 Fuel Cell | 57369 | Apple, Inc | 37.33 | -122.01 | Wolfe Road & Homestead Road | Cupertino | CA | 95014 | Santa Clara | WECC | CISO | California Independent System Operator | Other | Landfill Gas | 1 | AC2FC | 4 | 4 | 4 | NR | Industrial Non-CHP | 12.47 | COM | [11 empty] | 2017
59558 | WECC | Sandoval Solar Energy Center | 59300 | PNM Resources | 35.2836 | -106.8128 | 1501 Encino Drive | Rio Rancho | NM | 87124 | Sandoval | WECC | PNM | Public Service Company of New Mexico | Solar | Solar Photovoltaic | 1 | SSEC1 | 6.1 | 6.1 | 1.3 | RE | Electric Utility | 12.47 | I |  |  |  |  | 7.4 | Y | [5 empty] | 2014
59560 | WECC | Springer Solar 1 | 17826 | Springer Electric Coop, Inc | 36.3981 | -104.5942 | I-25 & East Frontage Road | Springer | NM | 87747 | Colfax | WECC | PNM | Public Service Company of New Mexico | Solar | Solar Photovoltaic | 1 | SPRG1 | 1 | 0.9 | 0.8 | RE | Electric Utility | 0.48 | C |  |  |  |  | 1.2 | Y | [5 empty] | 2015
59574 | PJM | Southeast Berrien Generating Facility | 13559 | North American Natural Res | 41.8086 | -86.3239 | 1520 Mayflower Road | Niles | MI | 49120 | Berrien | RFC | PJM | PJM Interconnection, LLC | Other | Landfill Gas | 1 | SBL | 4.8 | 4.6 | 4.6 | NR | IPP Non-CHP | 69 | Q | [11 empty] | 2009
59591 | PJM | Schell Solar Farm | 59462 | Heelstone Energy Holdings, LLC | 36.4356 | -77.5664 | 193 Hilltop Drive | Garysburg | NC | 27831 | Northampton | SERC | PJM | PJM Interconnection, LLC | Solar | Solar Photovoltaic | 1 | PV1 | 5 | 5 | 5 | NR | IPP Non-CHP | 34.5 | Q |  |  |  |  | 6.8 | [6 empty] | 2016
59597 | WECC | Colton Solar One, LLC | 59345 | Colton Solar One, LLC | 34.0933 | -117.3194 | 1435 West Walnut Street | San Bernardino | CA | 92418 | San Bernardino | WECC | CISO | California Independent System Operator | Solar | Solar Photovoltaic | 1 | CS001 | 2.5 | 2.5 | 2.5 | NR | IPP Non-CHP | 12 | Q |  |  |  |  | 3.2 | [6 empty] | 2015
59598 | WECC | Colton Solar Two, LLC | 59346 | Colton Solar Two, LLC | 34.0422 | -117.3617 | 2042 Miguel Bustamante Pkwy | Colton | CA | 92324 | San Bernardino | WECC | CISO | California Independent System Operator | Solar | Solar Photovoltaic | 1 | CS002 | 1 | 1 | 1 | NR | IPP Non-CHP | 12 | Q |  |  |  |  | 1.2 | Y | [5 empty] | 2015
59599 | WECC | Tropico Solar PV Plant | 61230 | Arevon Energy, Inc. | 35.8319 | -119.0561 | 23219 Avenue 24 | Delano | CA | 93215 | Tulare | WECC | CISO | California Independent System Operator | Solar | Solar Photovoltaic | 1 | GEN1 | 14 | 13 | 11 | NR | IPP Non-CHP | 66 | Q |  |  |  |  | 18.2 | Y | [5 empty] | 2016
59600 | WECC | Nicolis Solar PV Plant | 61230 | Arevon Energy, Inc. | 35.8358 | -119.0561 | 23219 Avenue 24 | Delano | CA | 93215 | Tulare | WECC | CISO | California Independent System Operator | Solar | Solar Photovoltaic | 1 | GEN1 | 20 | 19 | 16 | NR | IPP Non-CHP | 66 | Q |  |  |  |  | 26 | Y | [5 empty] | 2016
59601 | PJM | L&D Landfill Solar | 15477 | Public Service Elec & Gas Co | 39.9803 | -74.7703 | 2023 Route 38 | Mt. Holly | NJ | 8060 | Burlington | RFC | PJM | PJM Interconnection, LLC | Solar | Solar Photovoltaic | 1 | L&D | 10 | 10 | 10 | RE | Electric Utility | 26 | I | 1305129844 |  |  |  | 12.9 | N | [5 empty] | 2015
59607 | WECC | Maricopa West Solar PV, LLC | 60453 | Onward Energy | 35.1153 | -119.3178 | 23321 South Lake Road | Taft | CA | 93268 | Kern | WECC | CISO | California Independent System Operator | Solar | Solar Photovoltaic | 1 | MWS | 20 | 20 | 20 | NR | IPP Non-CHP | 70 | Q |  |  |  |  | 28.2 | Y | [5 empty] | 2015
59610 | WECC | AP North Lake I, LP | 59353 | AP North Lake I, LP | 33.74 | -117.0106 | 3601 W. Acacia Avenue | Hemet | CA | 92545 | Riverside | WECC | CISO | California Independent System Operator | Solar | Solar Photovoltaic | 1 | APNLI | 20 | 20 | 20 | NR | IPP Non-CHP | 33 | Q |  |  |  |  | 24.5 | Y | [5 empty] | 2015
59614 | PJM | Monterey Diesel Generation Facility | 40229 | Old Dominion Electric Coop | 38.4214 | -79.5914 | 400 Mountain Turnpike | Monterey | VA | 24465 | Highland | SERC | PJM | PJM Interconnection, LLC | Petroleum | Petroleum Liquids | 10 | MDG1; MDG10; MDG2; MDG3; MDG4; MDG5; MDG6; MDG7; MDG8; MDG9 | 6 | 6 | 6 | RE | Electric Utility | 12.47 | C | [11 empty] | 2016
59618 | WECC | Meadow Lake Solar Energy Center | 59300 | PNM Resources | 34.81 | -106.52 | 100 Energy Drive | Los Lunas | NM | 87031 | Valencia | WECC | PNM | Public Service Company of New Mexico | Solar | Solar Photovoltaic | 1 | MLK | 9.1 | 9 | 9 | RE | Electric Utility | 12.47 | I |  |  |  |  | 11.4 | Y | [5 empty] | 2015
59619 | WECC | Cibola | 59300 | PNM Resources | 35.2011 | -107.2452 | 1218 Marquez | Seboyeta | NM | 87014 | Cibola | WECC | PNM | Public Service Company of New Mexico | Solar | Solar Photovoltaic | 1 | CBLA | 7.6 | 7.6 | 7.6 | RE | Electric Utility | 12.47 | I |  |  |  |  | 9.4 | Y | [5 empty] | 2015
59620 | WECC | South Milford Solar Plant | 59358 | REUT Origination, LLC | 38.3111 | -113.0536 | 5300 S & 1600 W | Milford | UT | 84751 | Beaver | WECC | PACE | PacifiCorp - East | Solar | Solar Photovoltaic | 1 | SMS1 | 2.9 | 2.9 | 2.9 | NR | IPP Non-CHP | 12.47 | Q |  |  |  |  | 3.8 | Y | [5 empty] | 2015
59627 | PJM | Harmony | 56990 | NJR Clean Energy Ventures Corporation | 40.7553 | -75.171 | 166 Brainards Road | Phillipsburg | NJ | 8865 | Warren | RFC | PJM | PJM Interconnection, LLC | Solar | Solar Photovoltaic | 1 | HRMNY | 3 | 3 | 3 | NR | IPP Non-CHP | 12.47 | Q |  |  |  |  | 3.9 | [6 empty] | 2015
59628 | PJM | Hanover | 56990 | NJR Clean Energy Ventures Corporation | 40.0653 | -74.5906 | 410 Monmouth Road | Wrightstown | NJ | 8562 | Burlington | RFC | PJM | PJM Interconnection, LLC | Solar | Solar Photovoltaic | 1 | HNOVR | 5 | 5 | 5 | NR | IPP Non-CHP | 12.47 | Q |  |  |  |  | 6 | [6 empty] | 2015
59630 | PJM | CentraState Medical Center PV Facility | 65432 | CVI CleanCapital Solar 1 LLC | 40.2361 | -74.3214 | 127 Gravel Hill Road | Freehold | NJ | 7728 | Monmouth | RFC | PJM | PJM Interconnection, LLC | Solar | Solar Photovoltaic | 1 | CS | 5.2 | 5.2 | 5.2 | NR | Commercial Non-CHP | 35 | Q |  |  |  |  | 6.3 | [6 empty] | 2014
59631 | PJM | Imclone Solar Electric Facility | 63069 | CVI CleanCapital Solar 5 LLC | 40.555 | -74.7094 | 33 Imclone Drive | Branchburg | NJ | 8876 | Somerset | RFC | PJM | PJM Interconnection, LLC | Solar | Solar Photovoltaic | 1 | IM | 8 | 8 | 8 | NR | Commercial Non-CHP | 35 | Q |  |  |  |  | 10 | [6 empty] | 2014
59632 | SPP | Midwest Energy Community Solar Array | 12524 | Midwest Energy Inc - (KS) | 39.4069 | -101.0394 | 410 East Veterans Memorial Dri | Colby | KS | 67701 | Thomas | MRO | SWPP | Southwest Power Pool | Solar | Solar Photovoltaic | 1 | 1036 | 1 | 0.9 | 0.9 | RE | Electric Utility | 13.2 | C |  |  |  |  | 1.2 | Y | [5 empty] | 2015
59633 | WECC | Kettleman Solar -Centaurus | 66100 | Boralex US Operations LLC | 36.0508 | -119.9475 | 28990 Highway 41 (SR-41) | Kettleman City | CA | 93239 | Kings | WECC | CISO | California Independent System Operator | Solar | Solar Photovoltaic | 1 | KS | 20 | 20 | 18 | NR | IPP Non-CHP | 70 | Q | TLRELKE_006_N001 |  |  |  | 27 | Y | [5 empty] | 2015
59634 | WECC | Sandstone Solar | 61012 | AES Distributed Energy | 33.0356 | -111.4303 | West Hunt Highway | Florence | AZ | 85132 | Pinal | WECC | SRP | Salt River Project | Solar | Solar Photovoltaic | 1 | SNDST | 45 | 43 | 42 | NR | IPP Non-CHP | 115 | Q |  |  |  |  | 57.5 | Y | [5 empty] | 2015
59635 | MISO | Clinton LFGTE | 40211 | Wabash Valley Power Assn, Inc | 40.1208 | -88.9611 | 9560 Heritage Road | Clinton | IL | 61727 | Dewitt | SERC | MISO | Midcontinent Independent Transmission System Operator, Inc.. | Other | Landfill Gas | 2 | 1; 2 | 3.2 | 3.2 | 3.2 | RE | Electric Utility | 34.5 | C | AMIL. DWITT | [10 empty] | 2006
59637 | MISO | Adams Wind | 12341 | MidAmerican Energy Co | 40.92 | -94.6717 | 301 W Dallas St | Lenox | IA | 50851 | Adams | MRO | MISO | Midcontinent Independent Transmission System Operator, Inc.. | Wind | Onshore Wind Turbine | 4 | ADWF; ADWF2; ADWF3; ADWF4 | 154.3 | 150 | 150 | RE | Electric Utility | 161 | I | MEC.ADAMS | 122 | Siemens | 262.4 | [7 empty] | 2015
59638 | WECC | Coronal Lost Hills | 61230 | Arevon Energy, Inc. | 35.7267 | -119.9058 | 16383 Twisselman Road | Lost Hills | CA | 93249 | Kern | WECC | CISO | California Independent System Operator | Solar | Solar Photovoltaic | 1 | CLH | 20 | 20 | 20 | NR | IPP Non-CHP | 12.47 | Q |  |  |  |  | 25.9 | Y | [5 empty] | 2015
59641 | PJM | Garysburg Solar | 65411 | Duke Energy Renewables Services | 36.468 | -77.592 | 7367 NC Highway 46 | Garysburg | NC | 27831 | Northampton | SERC | PJM | PJM Interconnection, LLC | Solar | Solar Photovoltaic | 1 | 5MWPV | 5 | 5 | 5 | NR | IPP Non-CHP | 34.5 | Q |  |  |  |  | 6.2 | [6 empty] | 2016
59642 | PJM | Gaston Solar | 65411 | Duke Energy Renewables Services | 36.5147 | -77.6561 | 374 Gus Smith Road | Gaston | NC | 27832 | Northampton | SERC | PJM | PJM Interconnection, LLC | Solar | Solar Photovoltaic | 1 | 5MWPV | 5 | 5 | 5 | NR | IPP Non-CHP | 34.5 | Q |  |  |  |  | 6.2 | N | [5 empty] | 2016
59643 | PJM | Seaboard Solar LLC | 65411 | Duke Energy Renewables Services | 36.4769 | -77.4678 | NC Highway 186 | Seaboard | NC | 27876 | Northampton | SERC | PJM | PJM Interconnection, LLC | Solar | Solar Photovoltaic | 1 | 5MWPV | 5 | 5 | 5 | NR | IPP Non-CHP | 34.5 | Q |  |  |  |  | 6.2 | N | [5 empty] | 2016
59647 | SPP | Stillwater Energy Center | 18125 | Stillwater Utilities Authority | 36.1619 | -97.0369 | 2000 E. Airport Road | Stillwater | OK | 74074 | Payne | MRO | SWPP | Southwest Power Pool | Natural Gas | Natural Gas Internal Combustion Engine | 3 | 1; 2; 3 | 56.4 | 55.8 | 55.8 | RE | Electric Utility | 69 | M | GRDAFERGUS2UNSTILLWATER_EC1_RA; GRDAFERGUS2UNSTILLWATER_EC2_RA; GRDAFERGUS2UNSTILLWATER_EC3_RA | [10 empty] | 2016
59648 | PJM | Tarboro Solar | 65411 | Duke Energy Renewables Services | 35.8581 | -77.4992 | 2677 US 64 Alt. Est. | Tarboro | NC | 27886 | Edgecombe | SERC | PJM | PJM Interconnection, LLC | Solar | Solar Photovoltaic | 1 | 5MWPV | 5 | 5 | 5 | NR | IPP Non-CHP | 12.47 | Q |  |  |  |  | 6.2 | N | [5 empty] | 2016
59651 | WECC | Forever 21 Retail, Inc. | 11208 | Los Angeles Department of Water & Power | 34.0714 | -118.1961 | 3880 North Mission Road | Los Angeles | CA | 90031 | Los Angeles | WECC | LDWP | Los Angeles Department of Water and Power | Solar | Solar Photovoltaic | 1 | W4161 | 1.3 | 1.3 | 1 | NR | IPP Non-CHP | 34.5 | M |  |  |  |  | 1.7 | [6 empty] | 2015
59652 | WECC | Nordhoff Place | 11208 | Los Angeles Department of Water & Power | 34.2367 | -118.5658 | 19801 West Nordhoff Place | Chatsworth | CA | 91311 | Los Angeles | WECC | LDWP | Los Angeles Department of Water and Power | Solar | Solar Photovoltaic | 1 | W4162 | 0.9 | 1 | 0.6 | NR | IPP Non-CHP | 34.5 | M |  |  |  |  | 1.3 | [6 empty] | 2014
59653 | WECC | City of Truth or Consequences PV | 61944 | MN8 Energy LLC | 33.1211 | -107.2878 | 3300 Cook Street | Truth or Consequences | NM | 88030 | Sierra | WECC | PNM | Public Service Company of New Mexico | Solar | Solar Photovoltaic | 1 | COTC | 1.9 | 1.9 | 1.9 | NR | IPP Non-CHP | 12 | Q |  |  |  |  | 2 | Y | [5 empty] | 2015
59655 | SPP | Campbell County Wind Farm | 56769 | Consolidated Edison Development Inc. | 45.7533 | -100.275 | 29709 113th Street | Pollock | SD | 57648 | Campbell | MRO | SWPP | Southwest Power Pool | Wind | Onshore Wind Turbine | 1 | CCWF1 | 94.3 | 94.3 | 94.3 | NR | IPP Non-CHP | 230 | Q |  | 55 | GE | 262.4 | [7 empty] | 2015
59656 | WECC | Comanche Solar | 60453 | Onward Energy | 38.2053 | -104.5667 | 2000 Lime Rd | Pueblo | CO | 81006 | Pueblo | WECC | PSCO | Public Service Company of Colorado | Solar | Solar Photovoltaic | 1 | COMCH | 120 | 120 | 120 | NR | IPP Non-CHP | 230 | Q |  |  |  |  | 150 | Y | [5 empty] | 2016
59657 | WECC | Imperial Valley Solar Co (IVSC) 2, LLC | 60453 | Onward Energy | 33.2522 | -115.4975 | 8201 Cuff Road | Niland | CA | 92257 | Imperial | WECC | IID | Imperial Irrigation District | Solar | Solar Photovoltaic | 1 | IVSC2 | 20 | 20 | 20 | NR | IPP Non-CHP | 92 | Q |  |  |  |  | 26 | [6 empty] | 2015
59658 | WECC | SPI Anderson 2 | 17164 | Sierra Pacific Industries | 40.4723 | -122.3242 | 19758 Riverside Ave | Anderson | CA | 96007 | Shasta | WECC | CISO | California Independent System Operator | Other | Wood/Wood Waste Biomass | 1 | GEN1 | 30.2 | 27.2 | 27.2 | NR | Industrial CHP | 115 | COM | Q643G_7_N001 | [10 empty] | 2015
59660 | WECC | Washington City Electric Generation | 20135 | City of Washington - (UT) | 37.155 | -113.4392 | 4250 East Telegraph Street | Washington | UT | 84780 | Washington | WECC | PACE | PacifiCorp - East | Natural Gas | Natural Gas Internal Combustion Engine | 3 | 3; 4; 9 | 6 | 6 | 6 | RE | Electric Utility | 69 | M | [11 empty] | 2007
59664 | SPP | City of West Plains Power Station | 20392 | City of West Plains - (MO) | 36.7486 | -91.8686 | 1710 Old Airport Road | West Plains | MO | 65775 | Howell | SERC | SWPP | Southwest Power Pool | Natural Gas | Natural Gas Fired Combustion Turbine | 2 | UNIT1; UNIT2 | 47.4 | 42 | 49 | RE | Electric Utility | 69 | M | southwest power pool | [10 empty] | 2000
59683 | PJM | Foxconn Ohio | 63438 | Foxconn | 41.148 | -80.8838 | 2300 Hallock Young Road | Warren | OH | 44481 | Trumbull | RFC | PJM | PJM Interconnection, LLC | Solar | Solar Photovoltaic | 1 | 12345 | 2.2 | 1.7 | 0.6 | NR | Industrial Non-CHP | 4.17 | IND |  |  |  |  | 2.2 | [6 empty] | 2015
59684 | SPP | Lindahl Wind Project, LLC | 59380 | Enel Green Power NA, Inc. | 48.533 | -102.933 | 10415 7th St. NW | Tioga | ND | 58852 | Williams | MRO | SWPP | Southwest Power Pool | Wind | Onshore Wind Turbine | 1 | LWP01 | 150 | 150 | 150 | NR | IPP Non-CHP | 115 | Q |  | 75 | Vestas | 328 | [7 empty] | 2017
59685 | PJM | Remington Solar Facility | 19876 | Virginia Electric & Power Co | 38.5483 | -77.7764 | 11870 Lucky Hill Road | Remington | VA | 22734 | Fauquier | SERC | PJM | PJM Interconnection, LLC | Solar | Solar Photovoltaic | 1 | 01 | 20 | 20 | 20 | RE | Electric Utility | 34.5 | I |  |  |  |  | 27.7 | [6 empty] | 2017
59687 | WECC | Sun Harvest Solar NDP1 | 60281 | Altus Power America Management, LLC | 37.0576 | -120.6536 | 15968 San Juan Road | Dos Palos | CA | 93620 | Merced | WECC | CISO | California Independent System Operator | Solar | Solar Photovoltaic | 1 | NDP1 | 1.5 | 1.5 | 1.5 | NR | IPP Non-CHP | 12 | Q |  |  |  |  | 2 | Y | [5 empty] | 2015
59693 | PJM | Coastal Virginia Offshore Wind (CVOW) Pi | 19876 | Virginia Electric & Power Co | 36.8916 | -75.4916 | 24 miles offshore | Virginia Beach | VA |  | Virginia Beach | SERC | PJM | PJM Interconnection, LLC | Wind | Offshore Wind Turbine | 1 | OSW1 | 12 | 12 | 12 | RE | Electric Utility | 34.5 | I |  | 2 | Siemens Gamesa | 356 | [7 empty] | 2021
59695 | WECC | Mt. Home Solar 1, LLC | 60531 | Standard Solar | 43.129 | -115.752 | 8610 Airbase Road | Pocatello | ID | 83647 | Elmore | WECC | IPCO | Idaho Power Company | Solar | Solar Photovoltaic | 1 | MHPV1 | 20 | 20 | 20 | NR | IPP Non-CHP | 69 | Q |  |  |  |  | 28.5 | Y | [5 empty] | 2017
59702 | WECC | Pavant Solar, LLC | 60453 | Onward Energy | 38.9605 | -112.3633 | 1325 W 8900 N | Fillmore | UT | 84631 | Millard | WECC | PACE | PacifiCorp - East | Solar | Solar Photovoltaic | 1 | 1 | 50 | 50 | 50 | NR | IPP Non-CHP | 46 | Q |  |  |  |  | 62.3 | Y | [5 empty] | 2015
59703 | WECC | Cottonwood Solar, LLC Cottonwood Carport | 60453 | Onward Energy | 38.1298 | -122.5682 | 8001 Redwood Blvd | Novato | CA | 94945 | Marin | WECC | CISO | California Independent System Operator | Solar | Solar Photovoltaic | 1 | 1 | 1 | 1 | 1 | NR | IPP Non-CHP | 12.47 | Q |  |  |  |  | 1.1 | [6 empty] | 2016
59704 | WECC | Shell New Energies, Junction City | 61909 | Equilon Enterprises LLC d/b/a Shell Oil | 44.1835 | -123.2005 | 92757 Highway 99 S | Junction City | OR | 97448 | Lane | WECC | BPAT | Bonneville Power Administration | Other | Other Waste Biomass | 1 | JCBIO | 1.6 | 1.6 | 1.6 | NR | Industrial CHP | 12.5 | COM | [11 empty] | 2011
59709 | MISO | St. Paul Intl Airport Red & Blue Parking | 59483 | Metropolitan Airports Commission | 44.88 | -93.21 | 4300 Glumack Drive Terminal 1 | St. Paul | MN | 55111 | Hennepin | MRO | MISO | Midcontinent Independent Transmission System Operator, Inc.. | Solar | Solar Photovoltaic | 2 | PV1; PV2 | 3.2 | 3.2 | 3.2 | NR | IPP Non-CHP | 13.8 | P |  |  |  |  | 4.3 | [6 empty] | 2015
59713 | SPP | Holdrege Solar Center | 60496 | Adapture Renewables, Inc. | 40.8247 | -96.8203 | 7501 W. Holdrege Street | Lincoln | NE | 68508 | Lancaster | MRO | SWPP | Southwest Power Pool | Solar | Solar Photovoltaic | 1 | HDSC | 4 | 4 | 4 | NR | IPP Non-CHP | 12.47 | Q |  |  |  |  | 4.7 | Y | [5 empty] | 2016
59714 | MISO | IKEA St. Louis 410 | 57389 | IKEA Property Inc | 38.635 | -90.2455 | 4000 Forest Park Ave. | St. Louis | MO | 63108 | St Louis City | SERC | MISO | Midcontinent Independent Transmission System Operator, Inc.. | Solar | Solar Photovoltaic | 1 | IK410 | 1 | 1 | 1 | NR | Commercial Non-CHP | 480 | COM |  |  |  |  | 1.3 | [6 empty] | 2015
59715 | PJM | DD Hay Road Solar 23 LLC | 59287 | Laurel Capital Partners | 39.7367 | -75.5117 | 4503 Hay Road | New Castle | DE | 19809 | New Castle | RFC | PJM | PJM Interconnection, LLC | Solar | Solar Photovoltaic | 1 | PV1 | 1.2 | 1.2 | 1 | NR | IPP Non-CHP | 11.85 | Q |  |  |  |  | 1.25 | [6 empty] | 2015
59722 | WECC | Seville 1 | 65411 | Duke Energy Renewables Services | 33.1125 | -116.0139 | 2085A W. Highway 78 | Ocotillo Wells | CA | 92004 | Imperial | WECC | IID | Imperial Irrigation District | Solar | Solar Photovoltaic | 1 | SEV1 | 20 | 20 | 20 | NR | IPP Non-CHP | 92 | Q | Imperial Valley 230 bus |  |  |  | 27 | Y | [5 empty] | 2015
59723 | WECC | Seville 2 | 65411 | Duke Energy Renewables Services | 33.1101 | -116.0059 | 2085A W. Highway 78 | Ocotillo Wells | CA | 92004 | Imperial | WECC | IID | Imperial Irrigation District | Solar | Solar Photovoltaic | 1 | SEV2 | 30 | 30 | 30 | NR | IPP Non-CHP | 92 | Q | Imperial Valley 230 bus |  |  |  | 40 | Y | [5 empty] | 2015
59726 | SPP | CML&P Generating Facility No. 2 | 3892 | City of Coffeyville - (KS) | 37.093 | -95.5852 | 2601 N. 5th Industrial Street | Coffeyville | KS | 67337 | Montgomery | MRO | SWPP | Southwest Power Pool | Natural Gas | Natural Gas Internal Combustion Engine | 3 | 10; 8; 9 | 56.1 | 56.1 | 56.1 | RE | Electric Utility | 138 | M | GRDACOFFEYGRUNCOFF10; GRDACOFFGRUNCOFF8; GRDACOFFEYGRUNCOFF9 | [10 empty] | 2017
59729 | SPP | Macon Solar Power Project | 12670 | Missouri Jnt Muni.Pwr Elec. Ut. Comm. | 39.76 | -92.46 | 3007 Kellogg Avenue | Macon | MO | 63552 | Macon | SERC | SWPP | Southwest Power Pool | Solar | Solar Photovoltaic | 1 | MSF1 | 2.8 | 2.8 | 2.8 | NR | IPP Non-CHP | 12.47 | P |  |  |  |  | 3.2 | [6 empty] | 2015
59730 | WECC | SEPV 18 | 61012 | AES Distributed Energy | 34.6136 | -117.9344 | East Avenue O and 110th St. Ea | Palmdale | CA | 93591 | Los Angeles | WECC | CISO | California Independent System Operator | Solar | Solar Photovoltaic | 1 | SPV18 | 2 | 2 | 2 | NR | IPP Non-CHP | 12 | Q |  |  |  |  | 2.7 | Y | [5 empty] | 2016
59735 | MISO | Kirkwood Wind Turbine | 59504 | Kirkwood Community College | 41.9166 | -91.6509 | 6301 Kirkwood Blvd SW | Cedar Rapids | IA | 52404 | Linn | MRO | MISO | Midcontinent Independent Transmission System Operator, Inc.. | Wind | Onshore Wind Turbine | 1 | KCC01 | 2.5 | 0.7 | 2.3 | NR | IPP Non-CHP | 12.4 | Q |  | 4 | Clipper | 262.4 | [7 empty] | 2012 | 2025
59736 | SPP | Valentine Wind, LLC | 59506 | Valentine Wind, LLC | 42.8591 | -100.5924 | 39266 US Highway 20 | Valentine | NE | 69201 | Cherry | MRO | SWPP | Southwest Power Pool | Wind | Onshore Wind Turbine | 1 | 7772 | 1.9 | 1.9 | 1.9 | NR | IPP Non-CHP | 12.5 | Q |  | 1 | GE | 262.5 | [7 empty] | 2014
59737 | WECC | Aspiration G | 61012 | AES Distributed Energy | 36.5522 | -120.3525 | 30510 W. Mountain View Avenue | Cantua Creek | CA | 93608 | Fresno | WECC | CISO | California Independent System Operator | Solar | Solar Photovoltaic | 1 | ASPRG | 9 | 9 | 9 | NR | IPP Non-CHP | 12 | Q |  |  |  |  | 11.7 | Y | [5 empty] | 2017
59738 | WECC | Citizen B | 61012 | AES Distributed Energy | 36.7238 | -120.4321 | West California Avenue | Mendota | CA | 93640 | Fresno | WECC | CISO | California Independent System Operator | Solar | Solar Photovoltaic | 1 | CSB | 5 | 5 | 5 | NR | IPP Non-CHP | 12.47 | Q | SOLBGEN_7_N001 |  |  |  | 7.1 | [6 empty] | 2015
59739 | WECC | Lancaster WAD B | 61012 | AES Distributed Energy | 34.7802 | -118.1933 | 3251 West Avenue D | Lancaster | CA | 93536 | Los Angeles | WECC | CISO | California Independent System Operator | Solar | Solar Photovoltaic | 1 | LWADB | 3 | 3 | 3 | NR | IPP Non-CHP | 12 | Q |  |  |  |  | 3.9 | Y | [5 empty] | 2017
59740 | WECC | SEPV Mojave West | 61012 | AES Distributed Energy | 35.0229 | -118.2827 | 13750 90th Street West | Mojave | CA | 93501 | Kern | WECC | CISO | California Independent System Operator | Solar | Solar Photovoltaic | 1 | SPVMW | 20 | 20 | 20 | NR | IPP Non-CHP | 66 | Q | SUNSPTA_7_N002 |  |  |  | 25 | Y | [5 empty] | 2016
59742 | WECC | Sunnyside Ranch Community Solar Array | 8773 | Holy Cross Electric Assn, Inc | 39.415 | -107.1572 | 4003 Country Road 100 | Carbondale | CO | 81623 | Garfield | WECC | PSCO | Public Service Company of Colorado | Solar | Solar Photovoltaic | 1 | HCE | 1.5 | 1.5 | 1.5 | RE | Electric Utility | 24.9 | C |  |  |  |  | 1.8 | N | [5 empty] | 2015
59743 | PJM | Chimes West Friendship (Nixon Farms) | 59540 | SunE SEM 1, LLC | 39.2967 | -76.9574 | 2800 Nixon Farms Lane | West Friendship | MD | 21792 | Howard | RFC | PJM | PJM Interconnection, LLC | Solar | Solar Photovoltaic | 1 | 1 | 1.2 | 1.2 | 0.7 | NR | IPP Non-CHP | 13.2 | Q |  |  |  |  | 1.5 | N | [5 empty] | 2014
59746 | WECC | DSH (CA) - Coalinga State Hospital | 59512 | Team-Solar, Inc. | 36.1373 | -120.2185 | 24511 W Jayne Avenue | Coalinga | CA | 93210 | Fresno | WECC | CISO | California Independent System Operator | Solar | Solar Photovoltaic | 1 | 1 | 2 | 2 | 2 | NR | IPP Non-CHP | 12.47 | Q |  |  |  |  | 2.6 | Y | [5 empty] | 2014
59747 | WECC | River Mountains Solar | 59514 | River Mountains Solar, LLC | 36.0316 | -114.9294 | 1299 Burkholder | Henderson | NV | 89015 | Clark | WECC | NEVP | Nevada Power Company | Solar | Solar Photovoltaic | 1 | 1 | 14.4 | 14.4 | 14.4 | NR | IPP Non-CHP | 13.8 | Q |  |  |  |  | 18 | Y | [5 empty] | 2016
59748 | WECC | CDCR (CA) - Pleasant Valley State Prison | 59512 | Team-Solar, Inc. | 36.1372 | -120.2244 | 24863 West Jayne Avenue | Coalinga | CA | 93210 | Fresno | WECC | CISO | California Independent System Operator | Solar | Solar Photovoltaic | 1 | 1 | 1.2 | 1.2 | 1.2 | NR | IPP Non-CHP | 12.5 | Q |  |  |  |  | 1.6 | Y | [5 empty] | 2014
59749 | PJM | UMES (MD) - Princess Anne | 58473 | NVT LICENSES, LLC | 38.2026 | -75.6764 | MD Rt. 388 (West Post Office R | Princess Anne | MD | 21583 | Somerset | RFC | PJM | PJM Interconnection, LLC | Solar | Solar Photovoltaic | 1 | 1 | 2 | 2.1 | 1.3 | NR | IPP Non-CHP | 24.9 | Q |  |  |  |  | 2.2 | Y | [5 empty] | 2011
59751 | PJM | Wilzig Associates, LLC | 59518 | Wilzig Associates, LLC | 40.8253 | -74.0944 | Union Avenue & DuBois Street | East Rutherford | NJ | 7073 | Bergen | RFC | PJM | PJM Interconnection, LLC | Solar | Solar Photovoltaic | 1 | WILZG | 1.2 | 1.2 | 1.2 | NR | Commercial Non-CHP | 13.2 | COM |  |  |  |  | 1.5 | [6 empty] | 2013
59757 | WECC | Pryor Mountain Wind | 14354 | PacifiCorp | 45.1655 | -108.6931 | 427 S. Railbed Road | Bridger | MT | 59014 | Carbon | WECC | PACE | PacifiCorp - East | Wind | Onshore Wind Turbine | 1 | 1 | 239.8 | 239.8 | 239.8 | RE | Electric Utility | 230 | I |  | 114 | Vestas | 262 | [7 empty] | 2021
59759 | PJM | Glades Pike Generation Plant | 59526 | State Correctnl Inst Laurel Highlands | 40.0067 | -79.041 | 5706 Glades Pike | Somerset | PA | 15501 | Somerset | RFC | PJM | PJM Interconnection, LLC | Other | Landfill Gas | 2 | CAT1; CAT2 | 3.2 | 3.2 | 3.2 | NR | Commercial Non-CHP | 23 | S | [11 empty] | 2011
59764 | PJM | Oregon Clean Energy Center | 59534 | Oregon Clean Energy Center | 41.6679 | -83.4437 | 816 North Lallendorf Road | Oregon | OH | 43616 | Lucas | RFC | PJM | PJM Interconnection, LLC | Mixed | Natural Gas Fired Combined Cycle; Petroleum Liquids | 4 | CTG11; CTG12; EDG13; STG10 | 1061.5 | 849.1 | 964.9 | NR | IPP Non-CHP | 345 | Q | OREGONEN19 KV CTG11; OREGONEN19 KV CTG12; OREGONEN19 KV ST10 | [10 empty] | 2017
59770 | MISO | IMPA Pendleton Solar Park | 9234 | Indiana Municipal Power Agency | 39.9886 | -85.7709 | 4500 West Fall Creek Drive | Pendleton | IN | 46064 | Madison | RFC | MISO | Midcontinent Independent Transmission System Operator, Inc.. | Solar | Solar Photovoltaic | 1 | SPEND | 2 | 2 | 1.6 | RE | Electric Utility | 12.47 | P |  |  |  |  | 2.5 | [6 empty] | 2015
59771 | MISO | Jefferson Solar Park | 59209 | Concord New Energy | 43.0146 | -88.7992 | 792 N. Parkway | Jefferson | WI | 53549 | Jefferson | RFC | MISO | Midcontinent Independent Transmission System Operator, Inc.. | Solar | Solar Photovoltaic | 1 | JSP01 | 1 | 1 | 1 | NR | IPP Non-CHP | 24.9 | Q |  |  |  |  | 1.1 | [6 empty] | 2013
59772 | SPP | KCP&L SmartGrid Innovation Park | 10000 | Evergy Metro | 39.0403 | -94.5712 | 4724 Tracy Avenue | Kansas City | MO | 64110 | Jackson | MRO | SWPP | Southwest Power Pool | Battery | Batteries | 1 | 1 | 1 | 1 | 1 | RE | Electric Utility | 13.8 | I | [7 empty] | 1 | 1 | 1 | LIB | 2012
59773 | PJM | Carroll County Energy | 59541 | Carroll County Energy LLC | 40.6044 | -81.0592 | 2022 Kensington Road NE | Carrollton | OH | 44615 | Carroll | RFC | PJM | PJM Interconnection, LLC | Natural Gas | Natural Gas Fired Combined Cycle | 3 | CGT1; CGT2; SGT1 | 832.3 | 714.6 | 760.4 | NR | IPP Non-CHP | 345 | Q | 1292915936 | [10 empty] | 2017
59774 | MISO | BioTown Ag | 65170 | Bio Town Biogas, LLC | 40.7656 | -86.8797 | 402 W 100 North | Reynolds | IN | 47980 | White | RFC | MISO | Midcontinent Independent Transmission System Operator, Inc.. | Other | Other Waste Biomass | 6 | ENG1; ENG2; ENG3; ENG4; ENG5; ENG6 | 6 | 6 | 6 | NR | Industrial CHP | 12.5 | IND | [11 empty] | 2011
59776 | MISO | Heartland Community College | 59543 | Heartland Community College | 40.537 | -89.019 | 1500 West Raab Road | Normal | IL | 61761 | McLean | SERC | MISO | Midcontinent Independent Transmission System Operator, Inc.. | Mixed | Solar Photovoltaic; Onshore Wind Turbine | 2 | SO1; T01 | 1.9 | 1.9 | 1.8 | NR | Commercial Non-CHP | 12.47 | COM |  | 1 | Vestas | 262 | 0.3 | [6 empty] | 2012
59779 | WECC | Davis Monthan AFB (AZ) West Airfield | 61944 | MN8 Energy LLC | 32.1736 | -110.8997 | Davis-Montan Air Force Base | Tucson | AZ | 85707 | Pima | WECC | TEPC | Tucson Electric Power Company | Solar | Solar Photovoltaic | 1 | 1 | 12.6 | 12.6 | 12.6 | NR | IPP Non-CHP | 13.8 | Q |  |  |  |  | 16.4 | Y | [5 empty] | 2014
59782 | SPP | Waynoka Gas Processing Plant | 59549 | Targa Pipeline Mid-Continent West OK LLC | 36.651 | -98.7656 | 38348 Craig Road | Alva | OK | 73717 | Woods | MRO | SWPP | Southwest Power Pool | Natural Gas | Natural Gas Internal Combustion Engine | 3 | G1; G2; G3 | 3.9 | 3.9 | 3.9 | NR | Industrial Non-CHP | 138 | IND | [11 empty] | 2006
59783 | PJM | Croda Atlas Point CHP | 59550 | Croda Inc. | 39.6933 | -75.5431 | 315 Cherry Lane | New Castle | DE | 19720 | New Castle | RFC | PJM | PJM Interconnection, LLC | Other | Landfill Gas | 3 | 91197; 91198; 91199 | 4.2 | 4.2 | 4.2 | NR | Industrial CHP | 12 | IND | [11 empty] | 2013 | 2033
59784 | WECC | Gila River Power Block 3 | 16572 | Salt River Project | 32.975 | -112.6944 | 1250 East Watermelon Road | Gila Bend | AZ | 85337 | Maricopa | WECC | TEPC | Tucson Electric Power Company | Natural Gas | Natural Gas Fired Combined Cycle | 3 | CTG5; CTG6; ST11 | 619 | 570 | 617 | RE | Electric Utility | 500 | P | [11 empty] | 2003
59785 | MISO | Fremont Community Digester, LLC | 62127 | Generate Fremont Digester, LLC. | 43.4597 | -85.9761 | 1634 Locust Street | Newaygo | MI | 49412 | Newaygo | RFC | MISO | Midcontinent Independent Transmission System Operator, Inc.. | Other | Other Waste Biomass | 2 | 19001; 19002 | 5.8 | 5.8 | 5.8 | NR | IPP CHP | 46 | Q | [11 empty] | 2012
59786 | WECC | Fiddler's Canyon #2 | 59561 | SunE Solar XVII Project 2, LLC | 37.7947 | -113.2837 | 9213 West 3200 North | Cedar City | UT | 84720 | Iron | WECC | PACE | PacifiCorp - East | Solar | Solar Photovoltaic | 1 | FID2 | 3 | 3 | 3 | NR | IPP Non-CHP | 12.47 | Q |  |  |  |  | 3.9 | Y | [5 empty] | 2015
59787 | WECC | Fiddler's Canyon #1 | 59560 | SunE Solar XVII Project 1, LLC | 37.7503 | -113.2537 | 9190 West Antelope Springs Rd | Cedar City | UT | 84720 | Iron | WECC | PACE | PacifiCorp - East | Solar | Solar Photovoltaic | 1 | FID1 | 3 | 3 | 3 | NR | IPP Non-CHP | 12.47 | Q |  |  |  |  | 3.9 | Y | [5 empty] | 2015
59790 | WECC | Oregon University System Rabbit Field | 57313 | Tesla Inc. | 44.5735 | -123.317 | 5501 NW Walnut Blvd | Corvallis | OR | 97339 | Benton | WECC | PACW | PacifiCorp - West | Solar | Solar Photovoltaic | 1 | PV1 | 1.2 | 1.2 | 1.2 | NR | IPP Non-CHP | 0.48 | Q |  |  |  |  | 1.4 | [6 empty] | 2014
59794 | PJM | Chicago West Side Energy Center | 58303 | Energy Systems Group LLC | 41.8708 | -87.6784 | 2079 West Ogden Avenue | Chicago | IL | 60612 | Cook | RFC | PJM | PJM Interconnection, LLC | Natural Gas | Natural Gas Fired Combustion Turbine | 1 | GEN1 | 3.5 | 3.5 | 3.5 | NR | IPP CHP | 15 | COM | [11 empty] | 2003
59795 | PJM | Ahoskie | 60281 | Altus Power America Management, LLC | 36.3064 | -76.9931 | 114 Hertford county High road | Ahoskie | NC | 27910 | Hertford | SERC | PJM | PJM Interconnection, LLC | Solar | Solar Photovoltaic | 1 | FLS1 | 5 | 5 | 5 | NR | IPP Non-CHP | 34.5 | Q |  |  |  |  | 5.8 | [6 empty] | 2018
59796 | PJM | Kelford (Cypress) | 61060 | Cypress Creek Renewables | 36.1542 | -77.2185 | 729 Black Jack Road | Kelford | NC | 27847 | Bertie | SERC | PJM | PJM Interconnection, LLC | Solar | Solar Photovoltaic | 1 | FLS1 | 5 | 4.7 | 4.7 | NR | IPP Non-CHP | 34.5 | Q |  |  |  |  | 6.4 | [6 empty] | 2016
59797 | PJM | Bayonne MUA- Leitner-Poma Wind Turbine | 59568 | SUEZ North America, Inc. | 40.6528 | -74.1178 | 110 Oak Street | Bayonne | NJ | 7002 | Hudson | RFC | PJM | PJM Interconnection, LLC | Wind | Onshore Wind Turbine | 1 | WT1 | 1.5 | 0.1 | 0.3 | NR | IPP Non-CHP | 26.4 | M |  | 1 | Leitwind | 262 | [7 empty] | 2012
59798 | WECC | Colon PV | 11208 | Los Angeles Department of Water & Power | 33.7927 | -118.2524 | 909 E. Colon Street | Wilmington | CA | 90044 | Los Angeles | WECC | LDWP | Los Angeles Department of Water and Power | Solar | Solar Photovoltaic | 1 | W4172 | 1.3 | 0.9 | 1.4 | NR | IPP Non-CHP | 34.5 | M |  |  |  |  | 1.5 | [6 empty] | 2015
59802 | WECC | Maxim | 57128 | Bloom Energy | 37.4057 | -121.9494 | 160 Rio Robles | San Jose | CA | 95134 | Santa Clara | WECC | CISO | California Independent System Operator | Natural Gas | Other Natural Gas | 1 | MXM00 | 1.1 | 1 | 1 | NR | IPP Non-CHP | 21 | COM | [11 empty] | 2014
59803 | WECC | Pixar - Emeryville | 57128 | Bloom Energy | 37.8329 | -122.284 | 1200 Park Ave | Emeryville | CA | 94608 | Alameda | WECC | CISO | California Independent System Operator | Natural Gas | Other Natural Gas | 1 | PXR00 | 1.1 | 1 | 1 | NR | IPP Non-CHP | 12 | COM | [11 empty] | 2014
59807 | SPP | Airport 1 Solar (DIA) | 60025 | Greenbacker Renewable Energy Corporation | 39.8995 | -104.6748 | 11190 N. Queensburg St | Denver | CO | 80249 | Adams | WECC | SWPP | Southwest Power Pool | Solar | Solar Photovoltaic | 1 | GBDIA | 1.5 | 1.5 | 1.5 | NR | IPP Non-CHP | 0.48 | Q |  |  |  |  | 1.6 | [6 empty] | 2009
59810 | MISO | Dairyland WTE Plant | 58303 | Energy Systems Group LLC | 44.5401 | -87.8056 | 2647 Mercier Road | New Franken | WI | 54229 | Brown | MRO | MISO | Midcontinent Independent Transmission System Operator, Inc.. | Other | Other Waste Biomass | 2 | GEN1; GEN2 | 1.4 | 1.4 | 1.4 | NR | IPP Non-CHP | 12.47 | COM | [11 empty] | 2012
59811 | PJM | Rockfish Solar LLC | 59589 | Rockfish Solar LLC | 38.5915 | -76.8749 | 4370 Renner Road | Waldorf | MD | 20602 | Charles | RFC | PJM | PJM Interconnection, LLC | Solar | Solar Photovoltaic | 1 | GEN1 | 10.3 | 10.3 | 10.3 | NR | IPP Non-CHP | 12.47 | Q |  |  |  |  | 12.9 | Y | [5 empty] | 2015
59814 | WECC | Copper Mountain Solar 4, LLC | 56769 | Consolidated Edison Development Inc. | 35.7822 | -114.9754 | 659 Eldorado Valley Drive | Boulder City | NV | 89005 | Clark | WECC | CISO | California Independent System Operator | Solar | Solar Photovoltaic | 2 | PV01; PV02 | 93.6 | 93.6 | 93.6 | NR | IPP Non-CHP | 230 | Q |  |  |  |  | 125.2 | Y | [5 empty] | 2016
59817 | WECC | Tooele Army Depot(CSG) | 59598 | Tooele Army Depot | 40.503 | -112.3706 | 1 Tooele Army Depot, Bldg 1510 | Tooele | UT | 84074 | Tooele | WECC | PACE | PacifiCorp - East | Mixed | Batteries; Onshore Wind Turbine; Solar Thermal without Energy Storage | 4 | BATT1; GEN01; GEN03; PV1 | 5.7 | 4.3 | 4.3 | NR | IPP Non-CHP | 138 | F |  | 2 | CPC | 262 | 0.1 |  |  | 1 | 1 | 1 | LIB | 2010
59819 | WECC | Mohave Electric at Fort Mohave | 21538 | Mohave Electric Cooperative, Inc. | 34.9843 | -114.5565 | 2681 East Antoinette Ave. | Fort Mohave | AZ | 86426 | Mohave | WECC | WALC | Western Area Power Administration - Desert Southwest Region | Solar | Solar Photovoltaic | 1 | PV1 | 4.4 | 4.4 | 4.4 | NR | IPP Non-CHP | 24.9 | C |  |  |  |  | 5.3 | [6 empty] | 2015
59823 | MISO | INDY III | 63249 | Terraform Arcadia | 39.723 | -86.3145 | 2745 South Hoffman Road | Indianapolis | IN | 46241 | Marion | RFC | MISO | Midcontinent Independent Transmission System Operator, Inc.. | Solar | Solar Photovoltaic | 1 | INDY3 | 2.5 | 2.5 | 2.5 | NR | IPP Non-CHP | 12 | Q |  |  |  |  | 3.2 | Y | [5 empty] | 2015
59826 | WECC | Sunshine Valley Solar | 61785 | EDP Renewables North America LLC | 36.518 | -116.497 | 1520 S. Powerline Rd | Armagosa | NV | 89020 | Nye | WECC | CISO | California Independent System Operator | Solar | Solar Photovoltaic | 1 | GEN01 | 103.5 | 103.5 | 103.5 | NR | IPP Non-CHP | 138 | Q |  |  |  |  | 126 | Y | [5 empty] | 2019
59827 | WECC | Playa Solar 1, LLC | 57170 | EDF Renewable Asset Holdings, Inc. | 36.408 | -114.908 | intersection of HWY 93 and Gra | North Las Vegas | NV | 59165 | Clark | WECC | NEVP | Nevada Power Company | Solar | Solar Photovoltaic | 1 | GEN01 | 79 | 79 | 79 | NR | IPP Non-CHP | 230 | Q |  |  |  |  | 99 | Y | [5 empty] | 2017
59834 | MISO | Indy Grocers | 63249 | Terraform Arcadia | 39.7379 | -86.2377 | 4310 Stout Field North Drive | Indianapolis | IN | 46241 | Marion | RFC | MISO | Midcontinent Independent Transmission System Operator, Inc.. | Solar | Solar Photovoltaic | 1 | INGRO | 1 | 1 | 1 | NR | IPP Non-CHP | 12 | Q |  |  |  |  | 1.2 | [6 empty] | 2015
59836 | MISO | Twin Falls (WI) | 20847 | Wisconsin Electric Power Co | 45.8728 | -88.0708 | 566 US Highway 2 | Florence | WI | 54121 | Florence | RFC | MISO | Midcontinent Independent Transmission System Operator, Inc.. | Other | Conventional Hydroelectric | 2 | 11; 12 | 9.2 | 9.2 | 9.2 | RE | Electric Utility | 69 | I | [11 empty] | 2016
59837 | SPP | Slate Creek Wind Project LLC | 57170 | EDF Renewable Asset Holdings, Inc. | 37.1146 | -97.2376 | 1208 S Rock Road | Geuda Springs | KS | 67051 | Sumner | MRO | SWPP | Southwest Power Pool | Wind | Onshore Wind Turbine | 1 | GEN1 | 150 | 150 | 150 | NR | IPP Non-CHP | 138 | Q |  | 75 | Vestas | 262.4 | [7 empty] | 2015
59838 | SPP | Milo Wind Project LLC | 66100 | Boralex US Operations LLC | 33.9018 | -103.3468 | 1169 NM HWY 114 | Portales | NM | 88130 | Roosevelt | MRO | SWPP | Southwest Power Pool | Wind | Onshore Wind Turbine | 1 | GEN1 | 50 | 50 | 50 | NR | IPP Non-CHP | 345 | Q |  | 25 | Vestas | 300 | [7 empty] | 2016
59840 | WECC | Springbok Solar Farm 2 | 59616 | 63SU 8me, LLC | 35.25 | -117.9768 | 29977 Neuralia Road | Cantil | CA | 93519 | Kern | WECC | LDWP | Los Angeles Department of Water and Power | Solar | Solar Photovoltaic | 1 | SB2 | 155 | 155 | 155 | NR | IPP Non-CHP | 230 | Q |  |  |  |  | 165 | Y | [5 empty] | 2016
59841 | PJM | General Motors Corp at White Marsh MD | 56975 | Luminace Solar Maryland, LLC | 39.3716 | -76.4405 | 10301 Philadelphia Rd | White Marsh | MD | 21162 | Baltimore | RFC | PJM | PJM Interconnection, LLC | Solar | Solar Photovoltaic | 1 | PV1 | 1 | 1 | 1 | NR | IPP Non-CHP | 0.48 | Q |  |  |  |  | 1.2 | [6 empty] | 2011
59842 | PJM | CNE at Cambridge MD | 58304 | Luminace Solar Maryland II, LLC | 38.5158 | -76.0192 | 4919 Bucktown Road | Cambridge | MD | 21613 | Dorchester | RFC | PJM | PJM Interconnection, LLC | Solar | Solar Photovoltaic | 1 | PV1 | 3.2 | 3.2 | 3.2 | NR | IPP Non-CHP | 12.47 | Q |  |  |  |  | 4.3 | [6 empty] | 2015
59844 | PJM | Munich Re Plaza | 59614 | Munich Reinsurance America, Inc | 40.3503 | -74.5927 | 555 College Road East | Princeton | NJ | 8543 | Middlesex | RFC | PJM | PJM Interconnection, LLC | Solar | Solar Photovoltaic | 2 | PZ1; PZ2 | 2.4 | 2.4 | 2.4 | NR | Commercial Non-CHP | 13.2 | COM |  |  |  |  | 2.6 | [6 empty] | 2012
59845 | PJM | New River | 59452 | Ingenco Renewable Development, LLC | 37.183 | -80.699 | 7148 Cloyds Mountain Road | Dublin | VA | 24084 | Pulaski | SERC | PJM | PJM Interconnection, LLC | Other | Landfill Gas | 18 | E1; E10; E11; E12; E13; E14; E15; E16; E17; E18; E2; E3; E4; E5; E6; E7; E8; E9 | 5.4 | 5.4 | 5.4 | NR | IPP Non-CHP | 25 | Q | 1165480777 | [10 empty] | 2013
59847 | PJM | Northwest Community Hospital | 59626 | Northwest Community Hospital | 42.0678 | -87.9935 | 800 West Central | Arlington Heights | IL | 60005 | Cook | RFC | PJM | PJM Interconnection, LLC | Natural Gas | Natural Gas Internal Combustion Engine | 4 | 1; 2; 3; 4 | 4.4 | 3.6 | 4.4 | NR | Commercial CHP | 12.5 | COM | [11 empty] | 1996
59848 | WECC | Pikes Peak Solar Garden 1 LLC CSG | 59650 | Pikes Peak Solar Garden 1 LLC | 38.7745 | -104.7458 | 4471 Clearview Dr | Colorado Springs | CO | 80911 | El Paso | WECC | WACM | Western Area Power Administration - Rocky Mountain Region | Solar | Solar Photovoltaic | 1 | PPSG1 | 2 | 2 | 2 | NR | IPP Non-CHP | 13.2 | Q |  |  |  |  | 2.5 | Y | [5 empty] | 2015
59849 | WECC | Adams Community Solar Garden LLC | 59651 | Adams Community Solar Garden LLC | 39.7876 | -104.5859 | 4976 1/2 Imboden Rd | Watkins | CO | 80137 | Adams | WECC | PSCO | Public Service Company of Colorado | Solar | Solar Photovoltaic | 1 | 23377 | 1.2 | 1.2 | 1.2 | NR | IPP Non-CHP | 13.2 | Q |  |  |  |  | 1.5 | Y | [5 empty] | 2015
59850 | WECC | Adams Community Solar Garden III LLC | 59652 | Adams Community Solar Garden III LLC | 39.7867 | -104.5877 | 5011 1/2 Imboden Rd | Watkins | CO | 80137 | Adams | WECC | PSCO | Public Service Company of Colorado | Solar | Solar Photovoltaic | 1 | 23376 | 1.2 | 1.2 | 1.2 | NR | IPP Non-CHP | 13.2 | Q |  |  |  |  | 1.5 | Y | [5 empty] | 2015
59851 | PJM | Great Bay Solar 1 | 59633 | Great Bay Solar I LLC | 38.1689 | -75.6975 | Corner of Old Princess Anne Rd | Princess Anne | MD | 21853 | Somerset | RFC | PJM | PJM Interconnection, LLC | Solar | Solar Photovoltaic | 1 | GBS01 | 75 | 75 | 75 | NR | IPP Non-CHP | 138 | Q |  |  |  |  | 99 | N | [5 empty] | 2018
59852 | MISO | North Star Solar Project | 59634 | North Star Solar PV LLC | 45.47 | -92.91 | intersection of 367th St and K | North Branch | MN | 55056 | Chisago | MRO | MISO | Midcontinent Independent Transmission System Operator, Inc.. | Solar | Solar Photovoltaic | 1 | NSSP1 | 100 | 100 | 100 | NR | IPP Non-CHP | 115 | Q |  |  |  |  | 138 | Y | [5 empty] | 2016
59853 | PJM | Watervliet PV | 9324 | Indiana Michigan Power Co | 42.19 | -86.23 | 9319 Red Arrow Highway | Watervliet | MI | 49098 | Berrien | RFC | PJM | PJM Interconnection, LLC | Solar | Solar Photovoltaic | 1 | WVPV1 | 4.6 | 4.6 | 4.6 | RE | Electric Utility | 12.47 | I |  |  |  |  | 6 | [6 empty] | 2016
59854 | PJM | OlivePV | 9324 | Indiana Michigan Power Co | 41.7 | -86.49 | 32006 US 20 | New Carlisle | IN | 46552 | St Joseph | RFC | PJM | PJM Interconnection, LLC | Solar | Solar Photovoltaic | 1 | OLPV1 | 5 | 5 | 5 | RE | Electric Utility | 12.47 | I |  |  |  |  | 6.4 | [6 empty] | 2016
59855 | PJM | Deer Creek PV | 9324 | Indiana Michigan Power Co | 40.51 | -85.64 | 4566 S. Lincoln Blvd | Marion | IN | 46953 | Grant | RFC | PJM | PJM Interconnection, LLC | Solar | Solar Photovoltaic | 1 | DCPV1 | 2.5 | 2.5 | 2.5 | RE | Electric Utility | 12.47 | I |  |  |  |  | 3.1 | [6 empty] | 2016
59856 | PJM | SoINCPower6, LLC | 65411 | Duke Energy Renewables Services | 36.443 | -76.581 | 1401 U.S. 158 | Sunbury | NC | 27979 | Gates | SERC | PJM | PJM Interconnection, LLC | Solar | Solar Photovoltaic | 1 | SUN1 | 5 | 5 | 5 | NR | IPP Non-CHP | 34.5 | Q |  |  |  |  | 7 | Y | [5 empty] | 2015
59857 | PJM | SoINCPower5, LLC | 65411 | Duke Energy Renewables Services | 36.0528 | -77.7625 | 662 W. Battleboro Avenue | Battleboro | NC | 27809 | Nash | SERC | PJM | PJM Interconnection, LLC | Solar | Solar Photovoltaic | 1 | BAT1 | 5 | 5 | 5 | NR | IPP Non-CHP | 34.5 | Q |  |  |  |  | 6.9 | Y | [5 empty] | 2015
59860 | PJM | HP Hood CT | 59636 | HP Hood LLC | 39.1325 | -78.1875 | 160 Hood Way | Winchester | VA | 22602 | Frederick | RFC | PJM | PJM Interconnection, LLC | Natural Gas | Natural Gas Fired Combustion Turbine | 1 | HHOOD | 15 | 15 | 15 | NR | Industrial CHP | 12.47 | IND | BARTONVI 34.5 KV HPHOODCT | [10 empty] | 2015
59861 | PJM | Twin Branch PV | 9324 | Indiana Michigan Power Co | 41.69 | -86.12 | 55891 Currant Road | Mishawaka | IN | 46545 | St Joseph | RFC | PJM | PJM Interconnection, LLC | Solar | Solar Photovoltaic | 1 | TBPV1 | 2.6 | 2.6 | 2.6 | RE | Electric Utility | 12.47 | I |  |  |  |  | 3.2 | [6 empty] | 2016
59868 | WECC | Kingbird A Solar LLC | 61230 | Arevon Energy, Inc. | 34.819 | -118.432 | 501 170th Street W | Rosamond | CA | 93560 | Kern | WECC | CISO | California Independent System Operator | Solar | Solar Photovoltaic | 1 | GEN01 | 20 | 20 | 20 | NR | IPP Non-CHP | 230 | Q |  |  |  |  | 25.3 | Y | [5 empty] | 2016
59870 | WECC | Little Bear Solar 1, LLC | 65902 | Little Bear Solar 1, LLC (Longroad) | 36.716 | -120.415 | 35201 W California Avenue | Mendota | CA | 93640 | Fresno | WECC | CISO | California Independent System Operator | Solar | Solar Photovoltaic | 1 | GEN01 | 40 | 40 | 40 | NR | IPP Non-CHP | 115 | Q |  |  |  |  | 53.6 | Y | [5 empty] | 2020
59871 | WECC | Desert Quartzite | 59656 | Desert Quartzite LLC | 33.565 | -114.753 | 18th Avenue and Mesa Dr | Blythe | CA | 92225 | Riverside | WECC | CISO | California Independent System Operator | Mixed | Solar Photovoltaic; Batteries | 2 | GEN01; GEN02 | 450 | 450 | 450 | NR | IPP Non-CHP | 230 | Q |  |  |  |  | 374.9 | Y |  | 150 | 150 | 150 | LIB | 2024
59872 | WECC | UC Davis South Campus | 59660 | Solar Star California XXXII, LLC | 38.55 | -121.75 | South Interstate 80 and Old Da | Davis | CA | 95616 | Yolo | WECC | CISO | California Independent System Operator | Solar | Solar Photovoltaic | 1 | UCD1 | 13 | 13 | 13 | NR | Commercial Non-CHP | 13 | Q |  |  |  |  | 16.3 | Y | [5 empty] | 2015
59875 | MISO | Marshall Solar Energy Project | 59973 | Marshall Solar Energy Project | 44.4753 | -95.669 | 3163 290th St. | Marshall | MN | 56258 | Lyon | MRO | MISO | Midcontinent Independent Transmission System Operator, Inc.. | Solar | Solar Photovoltaic | 1 | PV1 | 62.3 | 62.3 | 62.3 | NR | IPP Non-CHP | 115 | Q |  |  |  |  | 93.4 | [6 empty] | 2017
59877 | WECC | Riverside RWQCP Fuel Cell | 59662 | Riverside Fuel Cell, LLC | 33.9617 | -117.4559 | 5950 Acorn Street | Riverside | CA | 92504 | Riverside | WECC | CISO | California Independent System Operator | Other | Other Waste Biomass | 1 | MB20 | 1.4 | 1.4 | 1.4 | NR | Commercial CHP | 12.47 | Q | MLAP_RVSD-APND | [10 empty] | 2016
59878 | WECC | Windhub Solar A LLC | 61785 | EDP Renewables North America LLC | 35.0199 | -118.2879 |  | Mojave | CA | 93501 | Kern | WECC | CISO | California Independent System Operator | Solar | Solar Photovoltaic | 1 | GEN01 | 20 | 20 | 20 | NR | IPP Non-CHP | 66 | Q |  |  |  |  | 25 | Y | [5 empty] | 2019
59879 | WECC | North Rosamond Solar LLC | 61943 | North Rosamond Solar, LLC | 34.862 | -118.38 | 13901 Rosamond Blvd | Rosamond | CA | 93560 | Kern | WECC | CISO | California Independent System Operator | Solar | Solar Photovoltaic | 1 | GEN01 | 151.1 | 151.1 | 151.1 | NR | IPP Non-CHP | 230 | Q |  |  |  |  | 182.5 | Y | [5 empty] | 2019
59888 | SPP | Bloom Wind | 64781 | CP Bloom Wind LLC | 37.4863 | -99.9247 | 11510 Yucca Road | Minneola | KS | 67865 | Ford | MRO | SWPP | Southwest Power Pool | Wind | Onshore Wind Turbine | 1 | GEN | 178.2 | 178.2 | 178.2 | NR | IPP Non-CHP | 345 | Q |  | 54 | Vestas | 300 | [7 empty] | 2017
59898 | PJM | SunEnergy1-Scotland Neck, LLC | 59672 | SunEnergy1-Scotland Neck, LLC | 36.125 | -77.4091 | 34910 Highway 903 | Scotland Neck | NC | 27874 | Halifax | SERC | PJM | PJM Interconnection, LLC | Solar | Solar Photovoltaic | 1 | SE1SN | 3 | 3 | 3 | NR | IPP Non-CHP | 12.5 | Q |  |  |  |  | 4.2 | Y | [5 empty] | 2014 | 2026
59900 | WECC | Corcoran Solar 3 | 56769 | Consolidated Edison Development Inc. | 36.1504 | -119.5854 | 7094 Nevada Avenue | Corcoran | CA | 93212 | Kings | WECC | CISO | California Independent System Operator | Solar | Solar Photovoltaic | 1 | C3CA | 20 | 20 | 20 | NR | IPP Non-CHP | 115 | Q |  |  |  |  | 28.3 | Y | [5 empty] | 2016
59902 | MISO | Cardinal Point Wind | 64782 | Cardinal Point LLC | 40.5886 | -90.7518 | 22519 East 600th St. | Sciota | IL | 61475 | McDonough | MRO | MISO | Midcontinent Independent Transmission System Operator, Inc.. | Wind | Onshore Wind Turbine | 1 | GEN | 150 | 150 | 150 | NR | IPP Non-CHP | 138 | Q |  | 60 | GE | 292 | [7 empty] | 2020
59903 | MISO | New Frontier Wind | 64799 | Meadowlark Wind I LLC | 47.8615 | -100.9477 | Co Rd 41 and Co Rd 53 | Ruso | ND | 58778 | McHenry | MRO | MISO | Midcontinent Independent Transmission System Operator, Inc.. | Wind | Onshore Wind Turbine | 1 | GEN | 100 | 100 | 100 | NR | IPP Non-CHP | 115 | Q |  | 29 | Vestas | 285.4 | [7 empty] | 2018
59904 | PJM | Western Branch High School | 19876 | Virginia Electric & Power Co | 36.8481 | -76.4071 | 1968 Bruin Place | Chesapeake | VA | 23321 | Chesapeake City | SERC | PJM | PJM Interconnection, LLC | Solar | Solar Photovoltaic | 1 | 1 | 1 | 1 | 1 | RE | Electric Utility | 34.5 | I |  |  |  |  | 1.03 | [6 empty] | 2016
59905 | PJM | Merck | 19876 | Virginia Electric & Power Co | 38.3832 | -78.6437 | 2778 SE Side Highway | Elkton | VA | 22827 | Rockingham | SERC | PJM | PJM Interconnection, LLC | Solar | Solar Photovoltaic | 1 | 1 | 2.1 | 2.1 | 2.1 | RE | Electric Utility | 34.5 | I |  |  |  |  | 2.2 | [6 empty] | 2017
59906 | PJM | Moxie Freedom Generation Plant | 59675 | Moxie Freedom LLC | 41.1131 | -76.1581 | 235 Mingle Inn Road | Salem Township | PA | 18603 | Luzerne | RFC | PJM | PJM Interconnection, LLC | Natural Gas | Natural Gas Fired Combined Cycle | 2 | GEN1; GEN2 | 1105 | 1045 | 1105 | NR | IPP Non-CHP | 500 | Q | [11 empty] | 2018
59910 | PJM | KDC Solar PR1, LLC | 65164 | CleanCapital Holdings | 40.1367 | -74.4397 | 1 Six Flags Boulevard | Jackson | NJ | 8527 | Ocean | RFC | PJM | PJM Interconnection, LLC | Solar | Solar Photovoltaic | 1 | SF | 17 | 17 | 17 | NR | IPP Non-CHP | 38 | Q |  |  |  |  | 23.4 | [6 empty] | 2019
59911 | PJM | Philip Morris | 19876 | Virginia Electric & Power Co | 37.3418 | -77.287 | 4100 Bermuda Hundred Road | Chester | VA | 23836 | Chesterfield | SERC | PJM | PJM Interconnection, LLC | Solar | Solar Photovoltaic | 1 | 1 | 2 | 2 | 2 | RE | Electric Utility | 13.2 | I |  |  |  |  | 2.4 | N | [5 empty] | 2016
59913 | PJM | Greensville County Power Station | 19876 | Virginia Electric & Power Co | 36.7182 | -77.6496 | Rogers Road | Emporia | VA | 23847 | Greensville | SERC | PJM | PJM Interconnection, LLC | Natural Gas | Natural Gas Fired Combined Cycle | 4 | CT01; CT02; CT03; ST01 | 1773.3 | 1588 | 1681 | RE | Electric Utility | 500 | I | Carson Substation | [10 empty] | 2018
59915 | WECC | Oro Loma | 56769 | Consolidated Edison Development Inc. | 36.8768 | -120.6676 | 9575 N. Russell Rd | Oro Loma | CA | 93622 | Fresno | WECC | CISO | California Independent System Operator | Solar | Solar Photovoltaic | 1 | ORCA | 20 | 20 | 20 | NR | IPP Non-CHP | 12.47 | Q |  |  |  |  | 27.5 | Y | [5 empty] | 2017
59916 | WECC | SunE- E Philadelphia Ontario | 59139 | SunEdison LLC | 34.0353 | -117.5341 | 5491 E Philadelphia Ave | Ontario | CA | 91761 | San Bernardino | WECC | CISO | California Independent System Operator | Solar | Solar Photovoltaic | 1 | 12307 | 1 | 1 | 1 | NR | IPP Non-CHP | 12 | Q |  |  |  |  | 1 | [6 empty] | 2016
59919 | WECC | Nellis Solar PV II | 13407 | Nevada Power Co | 36.2067 | -115.0477 | Kinley Drive | North Las Vegas | NV | 89191 | Clark | WECC | NEVP | Nevada Power Company | Solar | Solar Photovoltaic | 1 | NSPV2 | 15 | 15 | 15 | RE | Electric Utility | 12.4 | I |  |  |  |  | 18 | Y | [5 empty] | 2015
59922 | PJM | South Campus Solar | 59685 | JPMorgan Chase Bank | 39.7815 | -75.5484 | 880 Powder Mill Road | Wilmington | DE | 19803 | New Castle | RFC | PJM | PJM Interconnection, LLC | Solar | Solar Photovoltaic | 2 | G1789; GA500 | 1.8 | 1.8 | 1.8 | NR | Commercial Non-CHP | 34.5 | COM |  |  |  |  | 2.4 | [6 empty] | 2011
59926 | MISO | Alpine Power Plant | 20910 | Wolverine Power Supply Coop | 45.0637 | -84.8253 | 7432 M-32 | Elmira | MI | 49730 | Otsego | RFC | MISO | Midcontinent Independent Transmission System Operator, Inc.. | Natural Gas | Natural Gas Fired Combustion Turbine | 2 | AI1; AI2 | 453.8 | 405.2 | 440 | RE | Electric Utility | 138 | C | CONS.ALPINE01; CONS.ALPINE02 | [10 empty] | 2016
59932 | WECC | Fiddler's Canyon 3 | 59695 | SunE Solar XVII Project 3, LLC | 37.7313 | -113.2166 | 7763 West Younger Road | Cedar City | UT | 84720 | Iron | WECC | PACE | PacifiCorp - East | Solar | Solar Photovoltaic | 1 | FID3 | 3 | 3 | 3 | NR | IPP Non-CHP | 12.47 | Q |  |  |  |  | 3.9 | Y | [5 empty] | 2015
59939 | WECC | RE Tranquillity | 17650 | Southern Power Co | 36.5814 | -120.4045 | 9810 S Ohio Avenue | Cantua Creek | CA | 93608 | Fresno | WECC | CISO | California Independent System Operator | Mixed | Batteries; Solar Photovoltaic | 3 | BESS1; BESS2; TQ | 277.3 | 272 | 272 | NR | IPP Non-CHP | 230 | I |  |  |  |  | 257.7 | Y |  | 288 | 67 | 67 | LIB | 2016
59940 | WECC | Great Valley Solar Portfolio Holdings, L | 56769 | Consolidated Edison Development Inc. | 36.5812 | -120.3796 | 34886 W. Dinuba Ave. #C | Cantua Creek | CA | 93608 | Fresno | WECC | CISO | California Independent System Operator | Solar | Solar Photovoltaic | 4 | GVS2; GVS3; GVS4; TQ8 | 202.5 | 202.5 | 202.5 | NR | IPP Non-CHP | 230 | Q |  |  |  |  | 281.8 | Y | [5 empty] | 2017
59941 | WECC | Iron Springs Solar, LLC | 64629 | Clearway Renewable Operation & Maintenance LLC | 37.7212 | -113.1516 | 2431 North 4500 West | Cedar City | UT | 84720 | Iron | WECC | PACE | PacifiCorp - East | Solar | Solar Photovoltaic | 1 | ISS | 80 | 80 | 80 | NR | IPP Non-CHP | 138 | Q |  |  |  |  | 100 | Y | [5 empty] | 2016
59942 | WECC | Morgan Lancaster 1 | 63249 | Terraform Arcadia | 34.6608 | -118.0836 | 2551 E Avenue L | Lancaster | CA | 93535 | Los Angeles | WECC | CISO | California Independent System Operator | Solar | Solar Photovoltaic | 1 | ML1 | 1.5 | 1.5 | 1.5 | NR | IPP Non-CHP | 0.48 | Q |  |  |  |  | 1.8 | [6 empty] | 2015
59944 | PJM | Conetoe II Solar, LLC | 65411 | Duke Energy Renewables Services | 35.822 | -77.481 | 189 Leigh Road | Conetoe | NC | 27819 | Edgecombe | SERC | PJM | PJM Interconnection, LLC | Solar | Solar Photovoltaic | 1 | CONE1 | 80 | 80 | 80 | NR | IPP Non-CHP | 230 | Q |  |  |  |  | 112 | Y | [5 empty] | 2015
59945 | WECC | Granite Mountain Solar West, LLC | 64629 | Clearway Renewable Operation & Maintenance LLC | 37.7989 | -113.322 | 5755 North Iron Springs Road | Cedar City | UT | 84721 | Iron | WECC | PACE | PacifiCorp - East | Solar | Solar Photovoltaic | 1 | GMSW | 50.4 | 50.4 | 50.4 | NR | IPP Non-CHP | 138 | Q |  |  |  |  | 62.5 | Y | [5 empty] | 2016
59946 | WECC | Granite Mountain Solar East, LLC | 64629 | Clearway Renewable Operation & Maintenance LLC | 37.7751 | -113.2264 | 4353 North Shooting Range Road | Cedar City | UT | 84721 | Iron | WECC | PACE | PacifiCorp - East | Solar | Solar Photovoltaic | 1 | GMSE | 80 | 80 | 80 | NR | IPP Non-CHP | 138 | Q |  |  |  |  | 101.3 | Y | [5 empty] | 2016
59948 | WECC | Bakersfield 111 | 59711 | Bakersfield 111 LLC | 35.3176 | -118.9899 | 1217 E White Lane | Bakersfield | CA | 93307 | Kern | WECC | PACW | PacifiCorp - West | Solar | Solar Photovoltaic | 1 | BF111 | 1.4 | 1.4 | 1.4 | NR | IPP Non-CHP | 21.6 | Q | ZP26 |  |  |  | 1.8 | Y | [5 empty] | 2015 | 2035
59951 | PJM | Five Forks Solar | 61857 | Five Forks Solar | 36.5155 | -78.0337 | Robinson Ferry Road | Macon | NC | 27551 | Warren | SERC | PJM | PJM Interconnection, LLC | Solar | Solar Photovoltaic | 1 | 5FRK | 20 | 20 | 20 | NR | IPP Non-CHP | 115 | Q |  |  |  |  | 26 | Y | [5 empty] | 2019
59952 | WECC | Potrero Hills Energy Producers | 59713 | Potrero Hills Energy Producers, LLC | 38.217 | -121.9795 | 3650 Potrero Hills Lane | Suisun City | CA | 94585 | Solano | WECC | CISO | California Independent System Operator | Other | Landfill Gas | 5 | 1; 2; 3; 4; 5 | 8 | 8 | 8 | NR | IPP Non-CHP | 21 | I | [11 empty] | 2016
59957 | PJM | Grand Ridge Battery Projects | 49893 | Invenergy Services LLC | 41.2269 | -88.6836 | 2191 East 25th Rd | Marseilles | IL | 61341 | LaSalle | RFC | PJM | PJM Interconnection, LLC | Battery | Batteries | 2 | GIVB; GRES | 36 | 36 | 36 | NR | IPP Non-CHP | 345 | Q | [7 empty] | 13.5 | 33 | 33 | LIB | 2013
59958 | WECC | Milford 2 | 59716 | SunE DB24 LLC | 38.3882 | -112.9908 | 1075 S Grainmill Rd | Milford | UT | 84751 | Beaver | WECC | PACE | PacifiCorp - East | Solar | Solar Photovoltaic | 1 | MIL2 | 3 | 3 | 3 | NR | IPP Non-CHP | 12.47 | Q |  |  |  |  | 3.8 | Y | [5 empty] | 2015
59961 | WECC | Western Antelope Blue Sky B | 61012 | AES Distributed Energy | 34.7321 | -118.3136 | Avenue G | Lancaster | CA | 93536 | Los Angeles | WECC | CISO | California Independent System Operator | Solar | Solar Photovoltaic | 1 | WABSB | 20 | 19 | 19 | NR | IPP Non-CHP | 220 | Q |  |  |  |  | 25.9 | Y | [5 empty] | 2016
59962 | WECC | North Lancaster Ranch | 61012 | AES Distributed Energy | 34.7195 | -118.313 | 100th Street West and Avenue H | Lancaster | CA | 93536 | Los Angeles | WECC | CISO | California Independent System Operator | Solar | Solar Photovoltaic | 1 | NLR | 20 | 18 | 17 | NR | IPP Non-CHP | 220 | Q |  |  |  |  | 22.5 | [6 empty] | 2016
59963 | WECC | Central Antelope Dry Ranch C | 61012 | AES Distributed Energy | 34.7205 | -118.3005 | 100th Street West and Avenue H | Lancaster | CA | 93536 | Los Angeles | WECC | CISO | California Independent System Operator | Solar | Solar Photovoltaic | 1 | CADRC | 20 | 17 | 16 | NR | IPP Non-CHP | 220 | Q |  |  |  |  | 22.5 | [6 empty] | 2016
59964 | WECC | Elevation Solar C | 61012 | AES Distributed Energy | 34.7303 | -118.3042 | Avenue G | Lancaster | CA | 93536 | Los Angeles | WECC | CISO | California Independent System Operator | Solar | Solar Photovoltaic | 1 | ELVSC | 40 | 39 | 37 | NR | IPP Non-CHP | 220 | Q |  |  |  |  | 51.1 | Y | [5 empty] | 2016
59965 | WECC | Latigo Wind Park | 61012 | AES Distributed Energy | 37.8867 | -109.3684 | 50 Val's Road | Monticello | UT | 84535 | San Juan | WECC | PACE | PacifiCorp - East | Wind | Onshore Wind Turbine | 1 | LTIGO | 62.1 | 62.1 | 62.1 | NR | IPP Non-CHP | 115 | Q |  | 27 | GE | 262 | [7 empty] | 2016
59968 | PJM | Desert Wind Farm, LLC | 15399 | Avangrid Power LLC | 36.31 | -76.42 | 115 Foreman Road | Hertford | NC | 27944 | Perquimans | SERC | PJM | PJM Interconnection, LLC | Wind | Onshore Wind Turbine | 1 | 1 | 208 | 208 | 208 | NR | IPP Non-CHP | 69 | Q |  | 104 | Gamesa | 305 | [7 empty] | 2016
59974 | WECC | Golden West Power Partners LLC | 59729 | Golden West Power Partners, LLC | 38.935 | -104.212 | 31145 Funk Road | Calhan | CO | 80808 | El Paso | WECC | PSCO | Public Service Company of Colorado | Wind | Onshore Wind Turbine | 1 | GW1 | 250 | 250 | 250 | NR | IPP Non-CHP | 230 | Q |  | 140 | GE | 262.4 | [7 empty] | 2015
59975 | WECC | Carousel Wind Farm LLC | 59730 | Carousel Wind Farm, LLC | 39.334 | -102.173 | 22103 Country Road 54 | Burlington | CO | 80807 | Kit Carson | WECC | PSCO | Public Service Company of Colorado | Wind | Onshore Wind Turbine | 1 | CW1 | 150 | 150 | 150 | NR | IPP Non-CHP | 230 | Q |  | 88 | GE | 262.4 | [7 empty] | 2015
59976 | WECC | RE Astoria | 59727 | RE Astoria LLC | 34.8442 | -118.4585 | 18936 Gaskell Road | Rosamond | CA | 93560 | Kern | WECC | CISO | California Independent System Operator | Solar | Solar Photovoltaic | 1 | ASTR1 | 100 | 100 | 100 | NR | IPP Non-CHP | 220 | Q |  |  |  |  | 130.8 | Y | [5 empty] | 2016
59977 | WECC | RE Astoria 2 | 59728 | RE Astoria 2 LLC | 34.8366 | -118.4802 | 19601 Gaskell Road | Rosamond | CA | 93560 | Kern | WECC | CISO | California Independent System Operator | Solar | Solar Photovoltaic | 1 | ASTR2 | 75 | 75 | 75 | NR | IPP Non-CHP | 220 | Q |  |  |  |  | 94.9 | Y | [5 empty] | 2016
59978 | WECC | Adapture CA2, LLC | 60496 | Adapture Renewables, Inc. | 39.699 | -122.1756 | 3874 County Road M | Orland | CA | 95963 | Glenn | WECC | PACW | PacifiCorp - West | Solar | Solar Photovoltaic | 1 | ECA22 | 1.5 | 1.5 | 1.5 | NR | IPP Non-CHP | 12 | Q |  |  |  |  | 2 | Y | [5 empty] | 2016
59979 | WECC | Columbia Solar Energy, LLC | 59736 | Columbia Solar Energy LLC | 38.0197 | -121.8651 | 29078 Pittsburg-Antioch Highwa | Pittsburg | CA | 94565 | Contra Costa | WECC | CISO | California Independent System Operator | Solar | Solar Photovoltaic | 1 | GEN1 | 19.2 | 19.2 | 19.2 | NR | IPP Non-CHP | 115 | Q |  |  |  |  | 25.4 | [6 empty] | 2015
59981 | MISO | New Castle Solar RES | 9267 | Hoosier Energy R E C, Inc | 39.8541 | -85.4034 | 955 W CR 500 S | New Castle | IN | 47362 | Henry | RFC | MISO | Midcontinent Independent Transmission System Operator, Inc.. | Solar | Solar Photovoltaic | 1 | PV1 | 1.1 | 1.1 | 1.1 | RE | Electric Utility | 12.47 | C |  |  |  |  | 1.3 | Y | [5 empty] | 2016
59982 | MISO | Scotland Solar RES | 9267 | Hoosier Energy R E C, Inc | 38.9099 | -86.9473 | 7700 S Maple Flats Rd | Newberry | IN | 47449 | Greene | RFC | MISO | Midcontinent Independent Transmission System Operator, Inc.. | Solar | Solar Photovoltaic | 1 | PV1 | 1.1 | 1.1 | 1.1 | RE | Electric Utility | 12.47 | C |  |  |  |  | 1.3 | Y | [5 empty] | 2015
59983 | MISO | New Haven Solar RES | 9267 | Hoosier Energy R E C, Inc | 38.1941 | -86.9889 | 4500 E CR 2100 N | Dale | IN | 47523 | Spencer | RFC | MISO | Midcontinent Independent Transmission System Operator, Inc.. | Solar | Solar Photovoltaic | 1 | PV1 | 1.1 | 1.1 | 1.1 | RE | Electric Utility | 12.47 | C |  |  |  |  | 1.3 | Y | [5 empty] | 2016
59984 | MISO | Lanesville Solar RES | 9267 | Hoosier Energy R E C, Inc | 38.2717 | -85.9864 | 4900 Farnsley Road | Lanesville | IN | 47136 | Harrison | RFC | MISO | Midcontinent Independent Transmission System Operator, Inc.. | Solar | Solar Photovoltaic | 1 | PV1 | 1.1 | 1.1 | 1.1 | RE | Electric Utility | 12.47 | C |  |  |  |  | 1.3 | Y | [5 empty] | 2015
59985 | MISO | Ellettsville Solar RES | 9267 | Hoosier Energy R E C, Inc | 39.2548 | -86.6568 | 8439 W SR 46 | Ellettsville | IN | 47429 | Monroe | RFC | MISO | Midcontinent Independent Transmission System Operator, Inc.. | Solar | Solar Photovoltaic | 1 | PV1 | 1.1 | 1.1 | 1.1 | RE | Electric Utility | 12.47 | C |  |  |  |  | 1.3 | Y | [5 empty] | 2016
59986 | MISO | Henryville Solar RES | 9267 | Hoosier Energy R E C, Inc | 38.5955 | -85.7773 | 217 Henretty Road | Underwood | IN | 47177 | Clark | RFC | MISO | Midcontinent Independent Transmission System Operator, Inc.. | Solar | Solar Photovoltaic | 1 | PV1 | 1.1 | 1.1 | 1.1 | RE | Electric Utility | 12.47 | C |  |  |  |  | 1.3 | Y | [5 empty] | 2016
59987 | MISO | Spring Mill Solar RES | 9267 | Hoosier Energy R E C, Inc | 38.7095 | -86.4697 | 1900 Clover Lane | Mitchell | IN | 47446 | Lawrence | RFC | MISO | Midcontinent Independent Transmission System Operator, Inc.. | Solar | Solar Photovoltaic | 1 | PV1 | 1.1 | 1.1 | 1.1 | RE | Electric Utility | 12.47 | C |  |  |  |  | 1.3 | Y | [5 empty] | 2017
59988 | MISO | Decatur Co. Solar RES (IN) | 9267 | Hoosier Energy R E C, Inc | 39.3379 | -85.5064 | 1198 E County Rd 100 N | Greensburg | IN | 47240 | Decatur | RFC | MISO | Midcontinent Independent Transmission System Operator, Inc.. | Solar | Solar Photovoltaic | 1 | PV1 | 1.1 | 1.1 | 1.1 | RE | Electric Utility | 12.47 | C |  |  |  |  | 1.3 | Y | [5 empty] | 2017
59989 | MISO | Jackson Co. Solar RES | 9267 | Hoosier Energy R E C, Inc | 38.8817 | -86.033 | 2457 W 625 S | Columbus | IN | 47201 | Jackson | RFC | MISO | Midcontinent Independent Transmission System Operator, Inc.. | Solar | Solar Photovoltaic | 1 | PV1 | 1.1 | 1.1 | 1.1 | RE | Electric Utility | 12.47 | C |  |  |  |  | 1.3 | Y | [5 empty] | 2017
59990 | MISO | Johnson Co. Solar RES | 9267 | Hoosier Energy R E C, Inc | 39.518 | -86.0684 | 2457 S STATE ROAD 135 | Trafalgar | IN | 46181 | Johnson | RFC | MISO | Midcontinent Independent Transmission System Operator, Inc.. | Solar | Solar Photovoltaic | 1 | PV1 | 1.1 | 1.1 | 1.1 | RE | Electric Utility | 12.47 | C |  |  |  |  | 1.3 | Y | [5 empty] | 2016
60007 | WECC | Morelos del Sol | 17650 | Southern Power Co | 35.7314 | -119.8187 | 16583 Twisselman Rd | Lost Hills | CA | 93249 | Kern | WECC | CISO | California Independent System Operator | Solar | Solar Photovoltaic | 1 | MORLS | 15 | 15 | 15 | NR | IPP Non-CHP | 70 | I |  |  |  |  | 18.7 | Y | [5 empty] | 2015
60008 | WECC | Hooper Solar | 59744 | Solar Star Colorado III, LLC | 37.6919 | -105.9908 | 2555 Lane 8 North | Mosca | CO | 81146 | Alamosa | WECC | PSCO | Public Service Company of Colorado | Solar | Solar Photovoltaic | 1 | SCCO3 | 52 | 52 | 52 | NR | IPP Non-CHP | 230 | Q |  |  |  |  | 58 | Y | [5 empty] | 2015
60009 | WECC | Murphy Flat Solar | 59755 | Murphy Flat Power, LLC | 43.213 | -116.439 | Warrick Rd | Murphy | ID | 83650 | Owyhee | WECC | IPCO | Idaho Power Company | Solar | Solar Photovoltaic | 1 | IPMF | 20 | 20 | 20 | NR | IPP Non-CHP | 34.5 | Q |  |  |  |  | 26 | Y | [5 empty] | 2017
60010 | WECC | Orchard Ranch Solar | 59756 | Orchard Ranch Solar, LLC | 43.467 | -116.285 | E. Orchard Ranch Ln | Orchard | ID | 83650 | Ada | WECC | IPCO | Idaho Power Company | Solar | Solar Photovoltaic | 1 | IPOR | 20 | 20 | 20 | NR | IPP Non-CHP | 34.5 | Q |  |  |  |  | 26 | Y | [5 empty] | 2017
60011 | WECC | American Falls Solar | 59757 | American Falls Solar LLC | 42.824 | -112.752 | 2594 Smith Rd | American Falls | ID | 83650 | Power | WECC | IPCO | Idaho Power Company | Solar | Solar Photovoltaic | 1 | IPAF | 20 | 20 | 20 | NR | IPP Non-CHP | 34.5 | Q |  |  |  |  | 26 | Y | [5 empty] | 2017
60012 | WECC | American Falls Solar II | 59758 | American Falls Solar II, LLC | 42.824 | -112.752 | 2594 Smith Rd | American Falls | ID | 83650 | Power | WECC | IPCO | Idaho Power Company | Solar | Solar Photovoltaic | 1 | IPAF2 | 20 | 20 | 20 | NR | IPP Non-CHP | 34.5 | Q |  |  |  |  | 26 | Y | [5 empty] | 2017
60013 | SPP | Grant Wind, LLC | 17650 | Southern Power Co | 36.9271 | -97.6963 | 99626 Logan Rd. | Medford | OK | 73759 | Grant | MRO | SWPP | Southwest Power Pool | Wind | Onshore Wind Turbine | 1 | GRANT | 151.8 | 150 | 150 | NR | IPP Non-CHP | 345 | I |  | 66 | Siemens | 262.4 | [7 empty] | 2016
60015 | PJM | Findlay Wind Farm | 59760 | Findlay Wind Farm | 41.1012 | -83.6444 | 12367 Township Road 215 | Findlay | OH | 45840 | Hancock | RFC | PJM | PJM Interconnection, LLC | Wind | Onshore Wind Turbine | 1 | WNDW1 | 3 | 3 | 3 | NR | Industrial Non-CHP | 12.47 | Q |  | 2 | Goldwind | 262 | [7 empty] | 2015
60016 | WECC | MESA 1 | 17470 | PUD No 1 of Snohomish County | 47.9362 | -122.2469 | 910 Shuksan Way | Everett | WA | 98203 | Snohomish | WECC | BPAT | Bonneville Power Administration | Battery | Batteries | 2 | A; B | 2 | 2 | 2 | RE | Electric Utility | 13 | P | [7 empty] | 1 | 2 | 2 | LIB | 2015 | 2025
60017 | MISO | Domino Farms Solar | 5109 | DTE Electric Company | 42.3234 | -83.6803 | 3001 Earhart Rd | Ann Arbor | MI | 48105 | Washtenaw | RFC | MISO | Midcontinent Independent Transmission System Operator, Inc.. | Solar | Solar Photovoltaic | 1 | 1 | 1 | 1 | 1 | RE | Electric Utility | 750 | I |  |  |  |  | 1.1 | [6 empty] | 2015
60019 | MISO | Greenwood Solar Farm | 5109 | DTE Electric Company | 43.1056 | -82.6964 | 7000 Kilgore | Avoca | MI | 48006 | St Clair | RFC | MISO | Midcontinent Independent Transmission System Operator, Inc.. | Solar | Solar Photovoltaic | 1 | 1 | 1.4 | 1.4 | 1.4 | RE | Electric Utility | 750 | I |  |  |  |  | 2 | [6 empty] | 2016
60023 | WECC | SR Jenkins Ft Lupton | 59766 | SR Jenkins, LLC | 40.0814 | -104.7467 | 16370 Hwy 52 | Ft. Lupton | CO | 80621 | Weld | WECC | PSCO | Public Service Company of Colorado | Solar | Solar Photovoltaic | 1 | FTLUP | 13 | 13 | 13 | NR | IPP Non-CHP | 12.47 | Q |  |  |  |  | 18.1 | Y | [5 empty] | 2016
60026 | WECC | Little Rock Pham Solar | 63249 | Terraform Arcadia | 34.6002 | -117.9475 | 10100 E. Ave P | Palmdale | CA | 93591 | Los Angeles | WECC | LDWP | Los Angeles Department of Water and Power | Solar | Solar Photovoltaic | 1 | PV1 | 3 | 3 | 3 | NR | IPP Non-CHP | 15 | Q |  |  |  |  | 4.2 | Y | [5 empty] | 2015
60027 | WECC | Adera Solar | 61012 | AES Distributed Energy | 37.1206 | -120.3249 | Road 12 and Avenue 25 1/2 | Chowchilla | CA | 94105 | Madera | WECC | CISO | California Independent System Operator | Solar | Solar Photovoltaic | 1 | ADERA | 20 | 19 | 19 | NR | IPP Non-CHP | 115 | Q | ADERAG1_7_N001 |  |  |  | 26.5 | [6 empty] | 2015
60029 | PJM | CES VMT Solar | 57365 | Consolidated Edison Solutions Inc. | 39.6809 | -77.7271 | 13302 Pennsylvania Avenue | Hagerstown | MD | 21742 | Washington | RFC | PJM | PJM Interconnection, LLC | Solar | Solar Photovoltaic | 1 | VMMD | 1.1 | 1.1 | 1.1 | NR | IPP Non-CHP | 34.5 | Q |  |  |  |  | 1.3 | [6 empty] | 2015
60030 | PJM | Pecan Solar | 58468 | Dominion Renewable Energy | 36.481 | -77.4812 | 221 Spuds Ln | Pleasant Hill | NC | 27876 | Northampton | SERC | PJM | PJM Interconnection, LLC | Solar | Solar Photovoltaic | 1 | PECAN | 74.9 | 74.9 | 74.9 | RE | Electric Utility | 115 | I |  |  |  |  | 111.3 | Y | [5 empty] | 2018
60032 | WECC | SunE Rochester | 59773 | SunE Solar XVI Lessor, LLC | 34.0977 | -117.5445 | 8599 Rochester Ave | Rancho Cucamonga | CA | 91730 | San Bernardino | WECC | CISO | California Independent System Operator | Solar | Solar Photovoltaic | 1 | RCHTR | 1 | 1 | 1 | NR | IPP Non-CHP | 120 | Q |  |  |  |  | 1.1 | [6 empty] | 2016
60033 | WECC | CA Flats Solar 130, LLC | 61423 | California Flats Solar 130, LLC | 35.6156 | -120.4044 | 19855 E. Highway 41 | Shandon | CA | 93461 | San Luis Obispo | WECC | CISO | California Independent System Operator | Solar | Solar Photovoltaic | 1 | GEN01 | 130 | 130 | 130 | NR | IPP Non-CHP | 230 | Q |  |  |  |  | 172.6 | Y | [5 empty] | 2017
60034 | WECC | CA Flats Solar 150, LLC | 61230 | Arevon Energy, Inc. | 35.6156 | -120.4044 | 19855 E. Highway 41 | Shandon | CA | 93461 | San Luis Obispo | WECC | CISO | California Independent System Operator | Solar | Solar Photovoltaic | 1 | GEN01 | 150 | 150 | 150 | NR | IPP Non-CHP | 230 | Q |  |  |  |  | 201 | Y | [5 empty] | 2019
60035 | WECC | Tequesquite Landfill Solar PV Project | 59775 | Solar Star California XXXI, LLC | 33.9782 | -117.3851 | Western Terminus of Tequesquit | Riverside | CA | 92501 | Riverside | WECC | CISO | California Independent System Operator | Solar | Solar Photovoltaic | 1 | RPU1 | 7.3 | 7.3 | 7.3 | NR | IPP Non-CHP | 12 | Q |  |  |  |  | 9.4 | Y | [5 empty] | 2015
60036 | PJM | CCBC-Catonsville | 58491 | Luminace Solar Holding, LLC | 39.2525 | -76.735 | 800 S Rolling Road | Catonsville | MD | 21228 | Howard | RFC | PJM | PJM Interconnection, LLC | Solar | Solar Photovoltaic | 1 | PV1 | 1.6 | 1.6 | 1.6 | NR | IPP Non-CHP | 13.2 | Q |  |  |  |  | 2.3 | [6 empty] | 2015
60038 | PJM | Owens Corning Headquarters | 58491 | Luminace Solar Holding, LLC | 41.6447 | -83.5364 | One Owens Corning Parkway | Toledo | OH | 43659 | Lucas | RFC | PJM | PJM Interconnection, LLC | Solar | Solar Photovoltaic | 1 | PV1 | 2.1 | 2.1 | 2.1 | NR | IPP Non-CHP | 0.48 | Q |  |  |  |  | 2.4 | [6 empty] | 2015
60039 | WECC | Frontier Solar LLC | 66100 | Boralex US Operations LLC | 37.3799 | -121.1307 | 31001 Davis Road | Newman | CA | 95360 | Stanislaus | WECC | CISO | California Independent System Operator | Solar | Solar Photovoltaic | 1 | FTRS | 20 | 20 | 18 | NR | IPP Non-CHP | 60 | Q |  |  |  |  | 28 | Y | [5 empty] | 2016
60043 | WECC | Cuyama Solar, LLC | 61112 | Cuyama Solar, LLC | 34.901 | -119.596 | 596 Kirschenmann Rd | Cuyama | CA | 93252 | Santa Barbara | WECC | CISO | California Independent System Operator | Solar | Solar Photovoltaic | 1 | GEN01 | 40 | 40 | 40 | NR | IPP Non-CHP | 70 | Q |  |  |  |  | 56.1 | Y | [5 empty] | 2017
60046 | MISO | Portage Solar | 58135 | Ecos Energy LLC | 41.5611 | -87.1555 | 462 Robbins Road | Valparaiso | IN | 46385 | Porter | RFC | MISO | Midcontinent Independent Transmission System Operator, Inc.. | Solar | Solar Photovoltaic | 1 | PV7 | 1.5 | 1.5 | 1.5 | NR | IPP Non-CHP | 13.2 | Q |  |  |  |  | 2 | [6 empty] | 2012
60047 | MISO | Middlebury Solar | 58135 | Ecos Energy LLC | 41.6972 | -85.6875 | 54968 Lane 13 | Middlebury | IN | 46540 | Elkhart | RFC | MISO | Midcontinent Independent Transmission System Operator, Inc.. | Solar | Solar Photovoltaic | 1 | PV6 | 1.5 | 1.5 | 1.5 | NR | IPP Non-CHP | 13.2 | Q |  |  |  |  | 2 | [6 empty] | 2012
60049 | WECC | Golden Hills Wind | 59780 | Golden Hills Wind, LLC | 37.7133 | -121.6404 | 17350 Patterson Pass Road | Livermore | CA | 94550 | Alameda | WECC | CISO | California Independent System Operator | Wind | Onshore Wind Turbine | 1 | GE | 85.9 | 85.9 | 85.9 | NR | IPP Non-CHP | 115 | Q |  | 48 | GE | 262.4 | [7 empty] | 2015
60057 | WECC | Steel Bridge Solar, LLC | 59788 | Steel Bridge Solar. LLC | 45.068 | -123.47 | 9225 Steel Bridge Road | Sheridan | OR | 97378 | Polk | WECC | PGE | Portland General Electric Company | Solar | Solar Photovoltaic | 1 | STEEL | 2.3 | 2.3 | 2.3 | NR | IPP Non-CHP | 12.47 | Q |  |  |  |  | 2.9 | [6 empty] | 2016
60060 | WECC | Lindberg FIeld Solar | 59791 | Lindberg Field Solar I LLC | 32.7292 | -117.2077 | 3835 North Harbor Dr | San Diego | CA | 92101 | San Diego | WECC | CISO | California Independent System Operator | Solar | Solar Photovoltaic | 3 | SDIA2; SDIAA; SDIAB | 2.9 | 2.7 | 2.7 | NR | IPP Non-CHP | 12 | Q |  |  |  |  | 3.3 | [6 empty] | 2015
60062 | WECC | Avalon Solar II | 59789 | Avalon Solar Partners II, LLC | 32.0009 | -110.9584 | 909 E Pima Mine Road | Sahuarita | AZ | 85629 | Pima | WECC | TEPC | Tucson Electric Power Company | Solar | Solar Photovoltaic | 1 | ASII | 16 | 16 | 15 | NR | IPP Non-CHP | 46 | Q |  |  |  |  | 21.5 | Y | [5 empty] | 2016
60068 | WECC | Grand View Solar Two | 59806 | Grand View PV Solar Two, LLC | 42.9896 | -116.0934 | 325 S Frederick Road | Grand View | ID | 83624 | Elmore | WECC | IPCO | Idaho Power Company | Solar | Solar Photovoltaic | 2 | GVS2; GVS5 | 80 | 80 | 68 | NR | IPP Non-CHP | 138 | Q |  |  |  |  | 108 | Y | [5 empty] | 2016
60069 | SPP | Cedar Bluff Wind, LLC | 59817 | Cedar Bluff Wind, LLC | 38.6976 | -99.7293 | 28193 State Hwy 147 | Brownwell | KS | 67521 | Ness | MRO | SWPP | Southwest Power Pool | Wind | Onshore Wind Turbine | 1 | CBLF1 | 198.6 | 198.6 | 198.6 | NR | IPP Non-CHP | 230 | Q |  | 111 | GE | 262 | [7 empty] | 2015
60077 | WECC | CED Avenal | 56769 | Consolidated Edison Development Inc. | 35.9963 | -120.1515 | 120 E Laneva Blvd | Avenal | CA | 93204 | Kings | WECC | CISO | California Independent System Operator | Solar | Solar Photovoltaic | 1 | AVCA | 15.8 | 15.8 | 15.8 | NR | IPP Non-CHP | 20.78 | Q |  |  |  |  | 21.4 | Y | [5 empty] | 2017
60078 | WECC | CED Ducor 1 | 56769 | Consolidated Edison Development Inc. | 35.8563 | -119.0684 | 22389 Ave 32 | Ducor | CA | 93218 | Tulare | WECC | CISO | California Independent System Operator | Solar | Solar Photovoltaic | 1 | DU1CA | 20 | 20 | 20 | NR | IPP Non-CHP | 66 | Q |  |  |  |  | 26 | Y | [5 empty] | 2016
60079 | WECC | CED Ducor 2 | 56769 | Consolidated Edison Development Inc. | 35.8442 | -119.0681 | 22493 Ave 32 | Ducor | CA | 93218 | Tulare | WECC | CISO | California Independent System Operator | Solar | Solar Photovoltaic | 1 | DU2CA | 20 | 20 | 20 | NR | IPP Non-CHP | 66 | Q |  |  |  |  | 26 | Y | [5 empty] | 2016
60080 | WECC | CED Ducor 3 | 56769 | Consolidated Edison Development Inc. | 35.8454 | -119.057 | 22917 Ave 32 | Ducor | CA | 93218 | Tulare | WECC | CISO | California Independent System Operator | Solar | Solar Photovoltaic | 1 | DU3CA | 15 | 15 | 15 | NR | IPP Non-CHP | 66 | Q |  |  |  |  | 20 | Y | [5 empty] | 2016
60081 | WECC | CED Ducor 4 | 56769 | Consolidated Edison Development Inc. | 35.8504 | -119.027 | 3240 Road 240 | Ducor | CA | 93218 | Tulare | WECC | CISO | California Independent System Operator | Solar | Solar Photovoltaic | 1 | DU4CA | 20 | 20 | 20 | NR | IPP Non-CHP | 66 | Q |  |  |  |  | 26 | Y | [5 empty] | 2016
60083 | WECC | Fresno Solar | 20323 | Wellhead Services, Inc | 36.6168 | -120.1051 | 8105 South Lassen Ave | San Joaquin | CA | 93660 | Fresno | WECC | CISO | California Independent System Operator | Solar | Solar Photovoltaic | 2 | PV-S; PV-W | 3 | 3 | 3 | NR | IPP Non-CHP | 12 | Q |  |  |  |  | 3.2 | Y | [5 empty] | 2015
60085 | WECC | AVS Lancaster 1 | 57313 | Tesla Inc. | 34.7489 | -117.9736 | 8780 East Ave F | Lancaster | CA | 93535 | Los Angeles | WECC | CISO | California Independent System Operator | Solar | Solar Photovoltaic | 1 | PV1 | 3.7 | 3.7 | 3.7 | NR | IPP Non-CHP | 1 | Q |  |  |  |  | 5 | [6 empty] | 2016
60086 | WECC | US-TOPCO (Soccer Center) | 57313 | Tesla Inc. | 34.6607 | -118.0812 | 2301 East Avenue L | Lancaster | CA | 93535 | Los Angeles | WECC | CISO | California Independent System Operator | Solar | Solar Photovoltaic | 1 | PV1 | 3 | 3 | 3 | NR | IPP Non-CHP | 1 | Q |  |  |  |  | 3.7 | [6 empty] | 2016
60089 | PJM | Elkton Solar | 59838 | SunE DB27, LLC | 39.6035 | -75.8362 | 205 W. Pulaski Highway | Elkton | MD | 21921 | Cecil | RFC | PJM | PJM Interconnection, LLC | Solar | Solar Photovoltaic | 1 | ELKTN | 1.6 | 1.6 | 1.6 | NR | IPP Non-CHP | 33.26 | Q |  |  |  |  | 2.1 | [6 empty] | 2015
60091 | WECC | Kingbird B Solar, LLC | 61230 | Arevon Energy, Inc. | 34.8242 | -118.4385 | 301 170th Street W | Rosamond | CA | 93560 | Kern | WECC | CISO | California Independent System Operator | Solar | Solar Photovoltaic | 1 | GEN01 | 20 | 20 | 20 | NR | IPP Non-CHP | 230 | Q |  |  |  |  | 25.3 | Y | [5 empty] | 2016
60092 | WECC | Blythe Solar II, LLC | 59843 | Blythe Solar II, LLC | 33.68 | -114.73 | 4000 Dracker Drive | Blythe | CA | 92225 | Riverside | WECC | CISO | California Independent System Operator | Mixed | Solar Photovoltaic; Batteries | 5 | BLCK4; BLCK5; BLCK6; BLCK7; BLST2 | 246.2 | 246.2 | 246.2 | NR | IPP Non-CHP | 220 | Q |  |  |  |  | 161.5 | Y |  | 538.6 | 115 | 115 | LIB | 2016
60093 | WECC | Blythe Solar 110, LLC | 59842 | Blythe Solar 110, LLC | 33.68 | -114.742 | 4000 Dracker Drive | Blythe | CA | 92225 | Riverside | WECC | CISO | California Independent System Operator | Mixed | Batteries; Solar Photovoltaic | 4 | BES1; BLCK1; BLCK2; BLCK3 | 172.8 | 172.8 | 172.8 | NR | IPP Non-CHP | 220 | Q |  |  |  |  | 154 | Y |  | 301.2 | 63 | 63 | LIB | 2016
60094 | WECC | Blythe Solar III, LLC Hybrid | 59844 | Blythe Solar III, LLC | 33.656 | -114.742 | 4000 Dracker Drive | Blythe | CA | 92225 | Riverside | WECC | CISO | California Independent System Operator | Mixed | Solar Photovoltaic; Batteries | 2 | BLSL3; BLST3 | 251.8 | 251.8 | 251.8 | NR | IPP Non-CHP | 220 | Q |  |  |  |  | 154 | Y |  | 538.6 | 115 | 115 | LIB | 2020
60095 | WECC | Blythe Solar IV, LLC | 59845 | Blythe Solar IV, LLC | 33.682 | -114.768 | 4000 Dracker Drive | Blythe | CA | 92225 | Riverside | WECC | CISO | California Independent System Operator | Mixed | Solar Photovoltaic; Batteries | 3 | BLS4A; BLS4B; BLST4 | 184.4 | 184.4 | 184.4 | NR | IPP Non-CHP | 220 | Q |  |  |  |  | 154 | Y |  | 47 | 4.2 | 11.7 | LIB | 2020
60096 | PJM | Town of Chestertown- Chestertown WWTP | 57313 | Tesla Inc. | 39.1995 | -76.0767 | 25792 John Hanson Rd | Chestertown | MD | 21620 | Kent | RFC | PJM | PJM Interconnection, LLC | Solar | Solar Photovoltaic | 1 | PV1 | 1 | 1 | 1 | NR | IPP Non-CHP | 0.48 | Q |  |  |  |  | 1.3 | Y | [5 empty] | 2015
60102 | MISO | Lorin Industries | 59876 | Lorin Industries | 43.2166 | -86.2144 | 1960 Roberts St | Muskegon | MI | 49442 | Muskegon | RFC | MISO | Midcontinent Independent Transmission System Operator, Inc.. | Natural Gas | Natural Gas Internal Combustion Engine | 4 | 1; 2; 3; 4 | 3.2 | 3.2 | 3.2 | NR | Industrial CHP | 12.47 | IND | [11 empty] | 1990
60112 | WECC | Oregon Convention Center | 57313 | Tesla Inc. | 45.5285 | -122.6632 | 777 NE MLK Jr. Blvd | Portland | OR | 97232 | Multnomah | WECC | PACW | PacifiCorp - West | Solar | Solar Photovoltaic | 1 | PV1 | 1.4 | 1.4 | 1.4 | NR | IPP Non-CHP | 0.48 | Q |  |  |  |  | 2 | [6 empty] | 2016
60113 | PJM | Jackson Board of Education-Liberty HS | 57313 | Tesla Inc. | 40.0927 | -74.262 | 125 N Hope Chapel Rd | Jackson | NJ | 8527 | Ocean | RFC | PJM | PJM Interconnection, LLC | Solar | Solar Photovoltaic | 1 | PV1 | 1.2 | 1.2 | 1.2 | NR | IPP Non-CHP | 0.48 | Q |  |  |  |  | 1.4 | [6 empty] | 2016
60117 | MISO | Western Michigan Solar Gardens | 4254 | Consumers Energy Co - (MI) | 42.2525 | -85.6427 | Engineering Dr | Kalamazoo | MI | 49008 | Kalamazoo | RFC | MISO | Midcontinent Independent Transmission System Operator, Inc.. | Solar | Solar Photovoltaic | 1 | 1 | 1 | 1 | 1 | RE | Electric Utility | 14.4 | I | CONS.CTR |  |  |  | 1.1 | [6 empty] | 2016
60118 | MISO | Grand Valley Solar Gardens | 4254 | Consumers Energy Co - (MI) | 42.9531 | -85.9012 | 10136 48th Ave | Allendale | MI | 49401 | Ottawa | RFC | MISO | Midcontinent Independent Transmission System Operator, Inc.. | Solar | Solar Photovoltaic | 1 | 1 | 3 | 3 | 3 | RE | Electric Utility | 12.47 | I | CONS.CTR |  |  |  | 3.1 | [6 empty] | 2016
60119 | WECC | Granby Hydro | 59893 | Northern Water Hydropower Enterprise | 40.1464 | -105.8683 | 1550 County Road 627 | Granby | CO | 80446 | Grand | WECC | PSCO | Public Service Company of Colorado | Other | Conventional Hydroelectric | 1 | GEN1 | 1.2 | 1.2 | 0.2 | NR | Commercial Non-CHP | 25.6 | P | [11 empty] | 2016
60126 | PJM | Harpster Wind | 59899 | OEE XVII, LLC | 40.7183 | -83.2287 | 18898 Township Highway 125 | Harpster | OH | 43323 | Wyandot | RFC | PJM | PJM Interconnection, LLC | Wind | Onshore Wind Turbine | 1 | H1 | 1.5 | 1.5 | 1.5 | NR | Commercial Non-CHP | 4.1 | IND |  | 1 | Goldwind | 283 | [7 empty] | 2016
60127 | PJM | Eastern Shore Solar, LLC | 58468 | Dominion Renewable Energy | 37.9439 | -75.5696 | 28495 Withams Road | Oak Hall | VA | 23416 | Accomack | RFC | PJM | PJM Interconnection, LLC | Solar | Solar Photovoltaic | 1 | PV1 | 80 | 80 | 80 | NR | IPP Non-CHP | 138 | I |  |  |  |  | 105.4 | Y | [5 empty] | 2016
60128 | PJM | Zephyr Wind | 59905 | OEE XIX, LLC | 41.0961 | -83.6414 | 12385 Township Road 215 | Findlay | OH | 45840 | Hancock | RFC | PJM | PJM Interconnection, LLC | Wind | Onshore Wind Turbine | 3 | Z1; Z2; Z3 | 4.5 | 4.5 | 4.5 | NR | Industrial Non-CHP | 34.5 | IND |  | 3 | Goldwind | 262 | [7 empty] | 2015
60130 | WECC | Big Sand Draw Plant | 64404 | Denbury Inc | 42.7527 | -108.1697 | 149 Sand Draw Road | Riverton | WY | 82501 | Fremont | WECC | WACM | Western Area Power Administration - Rocky Mountain Region | Natural Gas | Natural Gas Internal Combustion Engine | 5 | 1; 2; 4; 5; 6 | 8 | 7 | 7 | NR | Industrial Non-CHP | 24.9 | IND | [11 empty] | 2015
60132 | PJM | New Creek Wind | 62967 | New Creek Wind, LLC | 39.2006 | -79.1406 | 33 Muzzleloaders Ln | New Creek | WV | 26743 | Grant | SERC | PJM | PJM Interconnection, LLC | Wind | Onshore Wind Turbine | 1 | NCG01 | 103 | 103 | 103 | NR | IPP Non-CHP | 500 | Q |  | 49 | Gamesa | 255.9 | [7 empty] | 2016
60137 | PJM | Glasgow LFGTE | 5580 | East Kentucky Power Coop, Inc | 36.9874 | -85.9575 | 405 Glenn Garry Road | Glasgow | KY | 42141 | Barren | SERC | PJM | PJM Interconnection, LLC | Other | Landfill Gas | 1 | 1 | 1 | 0.9 | 0.9 | RE | Electric Utility | 25 | C | [11 empty] | 2015
60142 | WECC | Lemoore 1 | 61012 | AES Distributed Energy | 36.2579 | -119.7981 | 14805A 19th Ave | Lemoore | CA | 93245 | Kings | WECC | CISO | California Independent System Operator | Solar | Solar Photovoltaic | 1 | LEPV1 | 1.5 | 1.5 | 1.5 | NR | IPP Non-CHP | 12.3 | Q |  |  |  |  | 2 | Y | [5 empty] | 2016
60143 | WECC | Peak View Wind Farm | 56146 | Black Hills Colorado Electric, LLC | 37.7104 | -104.5055 | 15391 State Highway 10 | Walsenburg | CO | 81089 | Huerfano | WECC | PSCO | Public Service Company of Colorado | Wind | Onshore Wind Turbine | 1 | WTG | 60.8 | 60.8 | 60.8 | RE | Electric Utility | 115 | I |  | 34 | GE | 262.5 | [7 empty] | 2016
60145 | WECC | Broadview Energy JN, LLC | 56545 | Pattern Operators LP | 34.7342 | -103.108 | 498 State Road 19 | Texico | NM | 88135 | Curry | WECC | GRIS | Gridforce South | Wind | Onshore Wind Turbine | 1 | 1 | 181.7 | 181.7 | 181.7 | NR | IPP Non-CHP | 345 | Q |  | 79 | Siemens | 80 | [7 empty] | 2017
60151 | WECC | Building F | 57104 | Golden Springs Development Company LLC | 33.9144 | -118.0502 | 12825 Carmenita Road | Santa Fe Springs | CA | 90670 | Los Angeles | WECC | CISO | California Independent System Operator | Solar | Solar Photovoltaic | 1 | BLDGF | 1.3 | 1.3 | 1.3 | NR | IPP Non-CHP | 12 | Q |  |  |  |  | 1.8 | [6 empty] | 2016
60152 | WECC | Broadview Energy KW, LLC | 56545 | Pattern Operators LP | 34.727 | -103.1668 | 498 State Road 19 | Texico | NM | 88135 | Curry | WECC | GRIS | Gridforce South | Wind | Onshore Wind Turbine | 1 | 1 | 142.6 | 142.6 | 142.6 | NR | IPP Non-CHP | 345 | Q |  | 62 | Siemens | 80 | [7 empty] | 2017
60153 | WECC | Building G | 57104 | Golden Springs Development Company LLC | 33.9129 | -118.0506 | 13227 Orden Drive | Santa Fe Springs | CA | 90670 | Los Angeles | WECC | CISO | California Independent System Operator | Solar | Solar Photovoltaic | 1 | BLDGG | 1.2 | 1.2 | 1.2 | NR | IPP Non-CHP | 12 | Q |  |  |  |  | 1.7 | [6 empty] | 2016
60154 | WECC | Buidling L | 57104 | Golden Springs Development Company LLC | 33.9129 | -118.0419 | 13607 Orden Drive | Santa Fe Springs | CA | 90670 | Los Angeles | WECC | CISO | California Independent System Operator | Solar | Solar Photovoltaic | 1 | BLDG1 | 1 | 1 | 1 | NR | IPP Non-CHP | 12 | Q |  |  |  |  | 1.2 | [6 empty] | 2016
60182 | WECC | Dulles | 57104 | Golden Springs Development Company LLC | 34.0301 | -117.5178 | 3198 Dulles Drive | Jurupa Valley | CA | 91752 | Riverside | WECC | CISO | California Independent System Operator | Solar | Solar Photovoltaic | 1 | DULLE | 2 | 2 | 2 | NR | IPP Non-CHP | 12 | Q |  |  |  |  | 2.4 | [6 empty] | 2016
60183 | WECC | Freeway Springs | 57104 | Golden Springs Development Company LLC | 33.8926 | -118.0376 | 13833 Freeway Drive | Santa Fe Springs | CA | 90670 | Los Angeles | WECC | CISO | California Independent System Operator | Solar | Solar Photovoltaic | 1 | FSPRI | 2 | 2 | 2 | NR | IPP Non-CHP | 12 | Q |  |  |  |  | 2.8 | [6 empty] | 2016
60185 | WECC | Solverde 1 | 61012 | AES Distributed Energy | 34.6557 | -118.2982 | 9146 W. Ave L | Lancaster | CA | 93534 | Los Angeles | WECC | CISO | California Independent System Operator | Solar | Solar Photovoltaic | 1 | SOLV1 | 85 | 81 | 78 | NR | IPP Non-CHP | 220 | Q |  |  |  |  | 106.3 | Y | [5 empty] | 2016
60186 | WECC | Antelope DSR 1 | 61012 | AES Distributed Energy | 34.6556 | -118.2807 | 42656 90th St West | Lancaster | CA | 93534 | Los Angeles | WECC | CISO | California Independent System Operator | Solar | Solar Photovoltaic | 1 | DSR1 | 50 | 48 | 46 | NR | IPP Non-CHP | 220 | Q |  |  |  |  | 62.1 | Y | [5 empty] | 2016
60187 | WECC | Antelope DSR 2 | 61012 | AES Distributed Energy | 34.6869 | -118.3117 | 100th Street and W Avenue J | Lancaster | CA | 93534 | Los Angeles | WECC | CISO | California Independent System Operator | Solar | Solar Photovoltaic | 1 | DSR2 | 5 | 5 | 5 | NR | IPP Non-CHP | 220 | Q |  |  |  |  | 6.3 | Y | [5 empty] | 2016
60188 | PJM | Conetoe Solar | 59951 | Conetoe Solar, LLC | 35.8252 | -77.4578 | 6003 Highway 64 Alt E | Tarboro | NC | 27866 | Edgecombe | SERC | PJM | PJM Interconnection, LLC | Solar | Solar Photovoltaic | 1 | CON15 | 5 | 5 | 5 | NR | IPP Non-CHP | 12.47 | Q |  |  |  |  | 7 | Y | [5 empty] | 2015
60189 | PJM | Sugar Run Solar | 59952 | Sugar Run Solar, LLC | 36.4378 | -76.5978 | 1187 U.S. Highway 158 East | Sunbury | NC | 27979 | Gates | SERC | PJM | PJM Interconnection, LLC | Solar | Solar Photovoltaic | 1 | SRS15 | 5 | 5 | 5 | NR | IPP Non-CHP | 34.5 | Q |  |  |  |  | 7 | Y | [5 empty] | 2015
60190 | PJM | HMW Minster PV I | 62915 | Madison Energy Holdings LLC | 40.3904 | -84.4016 | 2768 Minster Fort Recovery Roa | Village of Minster | OH | 45865 | Auglaize | SERC | PJM | PJM Interconnection, LLC | Solar | Solar Photovoltaic | 1 | MIN01 | 3 | 3 | 3 | NR | IPP Non-CHP | 12.47 | Q |  |  |  |  | 4.3 | [6 empty] | 2015
60193 | WECC | Whitethorn Solar LLC | 59969 | Whitethorn Solar LLC | 37.691 | -121.717 | S Vasco Rd & W Gate Dr | Livermore | CA | 94550 | Alameda | WECC | CISO | California Independent System Operator | Solar | Solar Photovoltaic | 1 | GEN1 | 3.3 | 3.3 | 3.3 | NR | IPP Non-CHP | 12.47 | Q |  |  |  |  | 3.9 | [6 empty] | 2016
60195 | WECC | South Valley Solar Energy Center | 59300 | PNM Resources | 34.9861 | -106.7361 | 6060 Douglas Road SW | Albuquerque | NM | 87121 | Bernalillo | WECC | PNM | Public Service Company of New Mexico | Solar | Solar Photovoltaic | 1 | SVSEC | 10 | 9.9 | 9.9 | RE | Electric Utility | 12.47 | I |  |  |  |  | 12.4 | Y | [5 empty] | 2015
60196 | WECC | Santa Fe Solar Energy Center | 59300 | PNM Resources | 35.5878 | -106.0609 | 27304 I-25 E. Frontage Road | Santa Fe | NM | 87507 | Santa Fe | WECC | PNM | Public Service Company of New Mexico | Solar | Solar Photovoltaic | 1 | SFSEC | 9.5 | 9.3 | 9.3 | RE | Electric Utility | 12.47 | I |  |  |  |  | 11.6 | Y | [5 empty] | 2015
60197 | WECC | Santolina Solar Energy Center | 59300 | PNM Resources | 35.0297 | -106.8555 | 6000 Shelly Drive SW | Albuquerque | NM | 87151 | Bernalillo | WECC | PNM | Public Service Company of New Mexico | Solar | Solar Photovoltaic | 1 | SANTO | 10.5 | 10.5 | 10.5 | RE | Electric Utility | 12.47 | I |  |  |  |  | 12.4 | Y | [5 empty] | 2015
60198 | WECC | Rio Communities Solar Energy Center | 59300 | PNM Resources | 34.5826 | -106.683 | 55 North Navajo Loop | Rio Communities | NM | 87002 | Valencia | WECC | PNM | Public Service Company of New Mexico | Solar | Solar Photovoltaic | 1 | RCSEC | 10 | 9.9 | 9.9 | RE | Electric Utility | 12.47 | I |  |  |  |  | 12.4 | Y | [5 empty] | 2015
60201 | PJM | CES Cherry Hill Solar | 57365 | Consolidated Edison Solutions Inc. | 39.9419 | -75.0262 | 2000 Route 38 | Cherry Hill | NJ | 8002 | Camden | NPCC | PJM | PJM Interconnection, LLC | Solar | Solar Photovoltaic | 1 | CHNJ | 1.2 | 1.2 | 1.2 | NR | IPP Non-CHP | 4 | Q |  |  |  |  | 1.6 | [6 empty] | 2016
60207 | PJM | Hemlock Solar | 59977 | Hemlock Solar LLC | 36.4691 | -77.5975 | 614 Lowe's Boulevard | Garysburg | NC | 27831 | Northampton | SERC | PJM | PJM Interconnection, LLC | Solar | Solar Photovoltaic | 1 | HEMLK | 5 | 5 | 5 | NR | IPP Non-CHP | 34.5 | Q |  |  |  |  | 7 | Y | [5 empty] | 2017
60208 | PJM | Long Farm 46 Solar, LLC | 65411 | Duke Energy Renewables Services | 36.467 | -77.618 | 6738 NC-46 Highway | Garysburg | NC | 27831 | Northampton | SERC | PJM | PJM Interconnection, LLC | Solar | Solar Photovoltaic | 1 | PV1 | 5 | 5 | 5 | NR | IPP Non-CHP | 34.5 | Q |  |  |  |  | 6.9 | [6 empty] | 2016
60209 | PJM | HXNAir Solar One | 59978 | HXNAir Solar One LLC | 36.3487 | -77.6315 | 700 Gregory Farm Road | Halifax | NC | 27839 | Halifax | SERC | PJM | PJM Interconnection, LLC | Solar | Solar Photovoltaic | 1 | HXNAI | 5 | 5 | 5 | NR | IPP Non-CHP | 34.5 | Q |  |  |  |  | 7 | [6 empty] | 2017
60219 | WECC | Strata Roof 1 | 64778 | Strata Manager, LLC | 38.6435 | -121.5055 | 4061 Gateway Park Blvd | Sacramento | CA | 95834 | Sacramento | WECC | BANC | Balancing Authority of Northern California | Solar | Solar Photovoltaic | 1 | UNIT1 | 1 | 1 | 0.6 | NR | IPP Non-CHP | 0.48 | Q |  |  |  |  | 1.1 | [6 empty] | 2013
60220 | WECC | Zero Waste Energy Development Co LLC | 60003 | Zero Waste Energy Development Company LLC | 37.4325 | -121.9528 | 685 Lose Esteros Road | San Jose | CA | 95134 | Santa Clara | WECC | CISO | California Independent System Operator | Other | Other Waste Biomass | 2 | ZWED1; ZWED2 | 1.6 | 1.6 | 1.6 | NR | IPP CHP | 21 | IND | np15 | [10 empty] | 2015
60223 | WECC | Equinix San Jose | 57128 | Bloom Energy | 37.2417 | -121.7814 | 9 Great Oaks Boulevard | San Jose | CA | 95119 | Santa Clara | WECC | CISO | California Independent System Operator | Natural Gas | Other Natural Gas | 1 | EQXOO | 1.1 | 1 | 1 | NR | IPP Non-CHP | 21 | COM | [11 empty] | 2015
60224 | WECC | Intel Santa Clara | 57128 | Bloom Energy | 37.3847 | -121.9638 | 2191 Laurelwood Road | Santa Clara | CA | 95054 | Santa Clara | WECC | CISO | California Independent System Operator | Natural Gas | Other Natural Gas | 1 | NTL00 | 1.1 | 1 | 1 | NR | IPP Non-CHP | 12 | COM | [11 empty] | 2015
60226 | WECC | Rancho Seco Solar, LLC | 60413 | Rancho Seco Solar, LLC | 38.3399 | -121.1145 | 14440 Twin Cities Road | Herald | CA | 95638 | Sacramento | WECC | BANC | Balancing Authority of Northern California | Solar | Solar Photovoltaic | 1 | GEN01 | 10.8 | 10.8 | 10.8 | NR | IPP Non-CHP | 69 | Q |  |  |  |  | 12.5 | Y | [5 empty] | 2016
60227 | PJM | BJ's Wholesale Club Inc Dist Center | 57313 | Tesla Inc. | 40.0985 | -74.8259 | 309 Dultys Lane | Burlington | NJ | 8016 | Burlington | NPCC | PJM | PJM Interconnection, LLC | Solar | Solar Photovoltaic | 1 | PV1 | 1.4 | 1.4 | 1.4 | NR | IPP Non-CHP | 0.48 | Q |  |  |  |  | 2 | [6 empty] | 2016
60230 | WECC | Estrella Mountain PV | 57313 | Tesla Inc. | 33.4098 | -112.3403 | 3000 North Dysart Rd | Avondale | AZ | 85323 | Maricopa | WECC | AZPS | Arizona Public Service Company | Solar | Solar Photovoltaic | 1 | PV1 | 1.8 | 1.8 | 1.8 | NR | IPP Non-CHP | 1 | Q |  |  |  |  | 2.1 | Y | [5 empty] | 2019
60231 | WECC | Genentech-Oceanside Hybrid | 57313 | Tesla Inc. | 33.2111 | -117.2996 | 1 Antibody Way | Oceanside | CA | 92056 | San Diego | WECC | CISO | California Independent System Operator | Mixed | Batteries; Solar Photovoltaic | 2 | BA1; PV1 | 6.5 | 6.5 | 6.5 | NR | IPP Non-CHP | 1 | Q |  |  |  |  | 4.8 | Y |  | 2 | 1 | 1 | LIB | 2016
60233 | WECC | RE Garland | 17650 | Southern Power Co | 34.8253 | -118.525 | 21505 Gaskell Road | Rosamond | CA | 93560 | Kern | WECC | CISO | California Independent System Operator | Mixed | Batteries; Solar Photovoltaic | 3 | BESS1; BESS2; PV2 | 273.1 | 268 | 268 | NR | IPP Non-CHP | 230 | I |  |  |  |  | 245.6 | Y |  | 352 | 87 | 87 | LIB | 2016
60234 | PJM | Belle Haven Diesel Generation Facility | 40229 | Old Dominion Electric Coop | 37.5486 | -75.7908 | 17023 Savagetown Road | Belle Haven | VA | 23306 | Accomack | RFC | PJM | PJM Interconnection, LLC | Petroleum | Petroleum Liquids | 2 | BDG10; BDG9 | 4 | 4 | 4 | RE | Electric Utility | 12.47 | C | [11 empty] | 2002
60235 | PJM | Perdue Diesel Generation Facility | 40229 | Old Dominion Electric Coop | 37.742 | -75.656 | 24332 M N Smith Road | Accomack | VA | 23301 | Accomack | RFC | PJM | PJM Interconnection, LLC | Petroleum | Petroleum Liquids | 2 | PDG5; PDG6 | 4 | 4 | 4 | RE | Electric Utility | 12.47 | C | [11 empty] | 2002
60236 | PJM | Onancock Diesel Generation Facility | 40229 | Old Dominion Electric Coop | 37.7454 | -75.7205 | 21543 Bayside Road | Onancock | VA | 23417 | Accomack | RFC | PJM | PJM Interconnection, LLC | Petroleum | Petroleum Liquids | 2 | ODG7; ODG8 | 4 | 4 | 4 | RE | Electric Utility | 12.47 | C | [11 empty] | 2002
60237 | WECC | Midway Solar Farm II | 58468 | Dominion Renewable Energy | 33.1621 | -115.5317 | 7096 English Road | Calipatria | CA | 92233 | Imperial | WECC | IID | Imperial Irrigation District | Solar | Solar Photovoltaic | 1 | MSF2 | 30 | 30 | 30 | NR | IPP Non-CHP | 230 | I |  |  |  |  | 40 | Y | [5 empty] | 2017
60238 | MISO | McDonald Solar Farm, LLC | 61060 | Cypress Creek Renewables | 39.5946 | -87.474 | 10529 US Hwy 150 | West Terre Haute | IN | 47885 | Vigo | RFC | MISO | Midcontinent Independent Transmission System Operator, Inc.. | Solar | Solar Photovoltaic | 1 | PV1 | 5.2 | 5.2 | 5.2 | NR | IPP Non-CHP | 12.47 | Q |  |  |  |  | 7 | [6 empty] | 2015
60239 | MISO | Pastime Farm, LLC | 61060 | Cypress Creek Renewables | 39.5209 | -87.1816 | 4078 W Cr 900N Brazil | Brazil | IN | 47834 | Clay | RFC | MISO | Midcontinent Independent Transmission System Operator, Inc.. | Solar | Solar Photovoltaic | 1 | PV1 | 5.2 | 5.2 | 5.2 | NR | IPP Non-CHP | 12.47 | Q |  |  |  |  | 7 | [6 empty] | 2015
60242 | WECC | Algonquin SKIC 10 Solar, LLC | 59050 | Algonquin Power Co | 35.1261 | -119.2434 | 2301 Santiago Road | Taft | CA | 93268 | Kern | WECC | CISO | California Independent System Operator | Solar | Solar Photovoltaic | 1 | SKI10 | 10 | 10 | 10 | NR | IPP Non-CHP | 70 | Q |  |  |  |  | 11.9 | Y | [5 empty] | 2017
60247 | WECC | Valley View Solar | 60036 | SR Clinch, LLC | 40.4188 | -104.8919 | 8995 HWY 34 | Greeley | CO | 80634 | Weld | WECC | WACM | Western Area Power Administration - Rocky Mountain Region | Solar | Solar Photovoltaic | 1 | VVS | 4 | 4 | 4 | NR | IPP Non-CHP | 12.47 | Q |  |  |  |  | 5.5 | Y | [5 empty] | 2015
60248 | WECC | Skylark | 60036 | SR Clinch, LLC | 40.5779 | -104.8948 | 8505 Country Road 80.5 | Severance | CO | 80546 | Weld | WECC | WACM | Western Area Power Administration - Rocky Mountain Region | Solar | Solar Photovoltaic | 1 | CAREY | 4 | 4 | 4 | NR | IPP Non-CHP | 12.47 | Q |  |  |  |  | 5.5 | Y | [5 empty] | 2015
60249 | WECC | Silicon Valley Clean Water | 60038 | Silicon Valley Clean Water | 37.5426 | -122.2311 | 1400 Radio Road | Redwood City | CA | 94065 | San Mateo | WECC | CISO | California Independent System Operator | Mixed | Batteries; Other Waste Biomass | 2 | BES; CGN | 2.2 | 2.2 | 2.2 | NR | IPP CHP | 5 | M | [7 empty] | 2 | 1 | 1 | LIB | 2015
60251 | MISO | IMPA Huntingburg Solar Park | 9234 | Indiana Municipal Power Agency | 38.3196 | -86.9681 | 425 W. Phoenix Dr | Huntingburg | IN | 47542 | Dubois | RFC | MISO | Midcontinent Independent Transmission System Operator, Inc.. | Solar | Solar Photovoltaic | 1 | SHUNT | 2 | 2 | 1.6 | RE | Electric Utility | 12.47 | P |  |  |  |  | 2.5 | [6 empty] | 2016
60252 | MISO | IMPA Washington Solar Park | 9234 | Indiana Municipal Power Agency | 38.6535 | -87.2092 | 2415 Cosby Rd | Washington | IN | 47501 | Daviess | RFC | MISO | Midcontinent Independent Transmission System Operator, Inc.. | Solar | Solar Photovoltaic | 1 | SWASH | 4 | 4 | 3.2 | RE | Electric Utility | 12.47 | P |  |  |  |  | 4.9 | [6 empty] | 2016
60253 | PJM | IMPA Anderson Solar Park | 9234 | Indiana Municipal Power Agency | 40.0516 | -85.7371 | 6035 Park Rd | Anderson | IN | 46011 | Madison | RFC | PJM | PJM Interconnection, LLC | Solar | Solar Photovoltaic | 1 | SANDE | 5 | 5 | 4 | RE | Electric Utility | 13.2 | P |  |  |  |  | 6.2 | [6 empty] | 2017
60254 | MISO | Owatonna Energy Station | 40580 | Southern Minnesota Mun P Agny | 44.0852 | -93.2627 | 2884 West Bridge Street | Owatonna | MN | 55060 | Steele | MRO | MISO | Midcontinent Independent Transmission System Operator, Inc.. | Natural Gas | Natural Gas Internal Combustion Engine | 4 | UNIT1; UNIT2; UNIT3; UNIT4 | 38.8 | 38.8 | 38.8 | RE | Electric Utility | 69 | P | SMP.OWATONASIG | [10 empty] | 2018
60255 | WECC | Weymouth Solar Plant | 12397 | Metropolitan Water District of S CA | 34.1086 | -117.7822 | 700 Moreno Ave | La Verne | CA | 91750 | Los Angeles | WECC | CISO | California Independent System Operator | Solar | Solar Photovoltaic | 2 | 1; 2 | 3 | 3 | 3 | RE | Electric Utility | 66 | S |  |  |  |  | 3.3 | Y | [5 empty] | 2016
60256 | SPP | Bluestem | 60044 | Bluestem Wind Energy, LLC | 36.5522 | -100.5876 | 135503 E 310 Road | Beaver | OK | 73932 | Beaver | MRO | SWPP | Southwest Power Pool | Wind | Onshore Wind Turbine | 1 | 1 | 198 | 198 | 198 | NR | IPP Non-CHP | 345 | Q | OKGEBADGER7UNBLUESTEM_WIND | 60 | Vestas | 300.2 | [7 empty] | 2016
60258 | WECC | Alta Luna | 60046 | TPE Alta Luna, LLC | 32.572 | -107.4865 | NM State Highway 26 | Deming | NM | 88030 | Luna | WECC | PNM | Public Service Company of New Mexico | Solar | Solar Photovoltaic | 1 | ALPV1 | 28.1 | 28.1 | 28.1 | NR | IPP Non-CHP | 115 | Q |  |  |  |  | 33.8 | Y | [5 empty] | 2017
60259 | WECC | Pioneer Wind Park, LLC | 61012 | AES Distributed Energy | 42.7282 | -105.8668 | 619 Mormon Canyon Road | Glenrock | WY | 82637 | Converse | WECC | PACE | PacifiCorp - East | Wind | Onshore Wind Turbine | 1 | PWP1 | 80 | 80 | 80 | NR | IPP Non-CHP | 230 | Q |  | 46 | GE | 262 | [7 empty] | 2016
60261 | WECC | Playa Solar 2 | 57170 | EDF Renewable Asset Holdings, Inc. | 36.408 | -114.908 | intersection of HWY 93 and Gra | North Las Vegas | NV | 59165 | Clark | WECC | NEVP | Nevada Power Company | Solar | Solar Photovoltaic | 1 | GEN1 | 100 | 100 | 100 | NR | IPP Non-CHP | 230 | Q |  |  |  |  | 136.9 | Y | [5 empty] | 2017
60262 | SPP | Prairie Breeze II | 49893 | Invenergy Services LLC | 41.9877 | -98.2104 | 52016 Highway 70 | Elgin | NE | 68636 | Antelope | MRO | SWPP | Southwest Power Pool | Wind | Onshore Wind Turbine | 1 | GEN1 | 73.4 | 73.4 | 73.4 | NR | IPP Non-CHP | 230 | Q |  | 41 | GE | 262.4 | [7 empty] | 2015
60263 | WECC | Durham AWTF | 60047 | Clean Water Services | 45.4005 | -122.7658 | 16060 SW 85th Ave | Tigard | OR | 97224 | Washington | WECC | PGE | Portland General Electric Company | Other | Other Waste Biomass | 2 | GEN1; GEN2 | 1.6 | 1.6 | 1.6 | NR | Commercial CHP | 115 | M | [11 empty] | 2015
60265 | PJM | Junction Road | 56990 | NJR Clean Energy Ventures Corporation | 40.5237 | -74.8434 | 78 Junction Road | Raritan Township | NJ | 8822 | Hunterdon | RFC | PJM | PJM Interconnection, LLC | Solar | Solar Photovoltaic | 1 | JUNCT | 4.4 | 4.4 | 4.4 | NR | IPP Non-CHP | 34.5 | Q |  |  |  |  | 5.4 | [6 empty] | 2016
60266 | PJM | Cedar Branch | 56990 | NJR Clean Energy Ventures Corporation | 39.5033 | -74.9645 | 2867 Vine Road | Buena Vista Township | NJ | 8360 | Atlantic | RFC | PJM | PJM Interconnection, LLC | Solar | Solar Photovoltaic | 1 | CEDAR | 6.1 | 6.1 | 6.1 | NR | IPP Non-CHP | 12.5 | Q |  |  |  |  | 7.1 | N | [5 empty] | 2016
60267 | PJM | Sharon Station | 56990 | NJR Clean Energy Ventures Corporation | 40.1826 | -74.539 | 781 Route 524 | Upper Freehold Townsh | NJ | 8501 | Monmouth | RFC | PJM | PJM Interconnection, LLC | Solar | Solar Photovoltaic | 1 | SHRN1 | 2.7 | 2.7 | 2.7 | NR | IPP Non-CHP | 34.5 | Q |  |  |  |  | 3.3 | [6 empty] | 2016
60270 | SPP | Blue Cloud Wind Energy LLC | 67080 | TC Energy | 34.0382 | -102.6652 | 1901 County Road 227 | Sudan | TX | 79371 | Bailey | MRO | SWPP | Southwest Power Pool | Wind | Onshore Wind Turbine | 1 | WT1 | 148.4 | 148.4 | 148.4 | NR | IPP Non-CHP | 230 | Q |  | 150 | Vestas | 285 | [7 empty] | 2018
60275 | WECC | Westside Solar Power PV1 | 60067 | Westside Assets LLC | 36.219 | -119.907 | 17315 Avenal Cutoff Road | Lemoore | CA | 93245 | Kings | WECC | CISO | California Independent System Operator | Solar | Solar Photovoltaic | 1 | WSPV1 | 2 | 2 | 2 | NR | IPP Non-CHP | 12 | Q |  |  |  |  | 2.5 | Y | [5 empty] | 2016
60277 | WECC | Castor Solar | 60059 | ZGlobal Inc | 35.211 | -119.3873 | 12801 Olivarez Street | Dustin Acres | CA | 93268 | Kern | WECC | CISO | California Independent System Operator | Solar | Solar Photovoltaic | 1 | CASTR | 1.5 | 1.5 | 1.5 | NR | IPP Non-CHP | 12 | Q |  |  |  |  | 1.9 | [6 empty] | 2016
60279 | WECC | Antelope Big Sky Ranch | 61012 | AES Distributed Energy | 34.6948 | -118.2877 | 8765U West Avenue J | Lancaster | CA | 93536 | Los Angeles | WECC | CISO | California Independent System Operator | Solar | Solar Photovoltaic | 1 | ABSR | 20 | 19 | 19 | NR | IPP Non-CHP | 220 | Q |  |  |  |  | 26 | Y | [5 empty] | 2016
60280 | WECC | Summer Solar LLC | 61012 | AES Distributed Energy | 34.7147 | -118.311 | 45701 100th Street West | Lancaster | CA | 93536 | Los Angeles | WECC | CISO | California Independent System Operator | Solar | Solar Photovoltaic | 1 | SUMSL | 20 | 19 | 19 | NR | IPP Non-CHP | 220 | Q |  |  |  |  | 25 | Y | [5 empty] | 2016
60281 | WECC | Central Antelope Dry Ranch B LLC | 63250 | Central Antelope Dry Ranch B, LLC | 34.7055 | -118.3014 | 9625 West Avenue I | Lancaster | CA | 93536 | Los Angeles | WECC | CISO | California Independent System Operator | Solar | Solar Photovoltaic | 1 | CADRB | 3 | 3 | 3 | NR | IPP Non-CHP | 12 | Q |  |  |  |  | 3.8 | Y | [5 empty] | 2017
60283 | WECC | SR Mavericks | 60060 | SR Mavericks, LLC | 40.23 | -105.03 | 1498 County Road 34 | Mead | CO | 80542 | Weld | WECC | WACM | Western Area Power Administration - Rocky Mountain Region | Solar | Solar Photovoltaic | 1 | MVRKS | 7.8 | 7.8 | 7.8 | NR | IPP Non-CHP | 12.47 | Q |  |  |  |  | 8.5 | Y | [5 empty] | 2016
60285 | WECC | Red Horse III | 60068 | Red Horse III | 32.136 | -110.0513 | 5529 N. Muleshoe Rd | Wilcox | AZ | 85643 | Cochise | WECC | TEPC | Tucson Electric Power Company | Solar | Solar Photovoltaic | 1 | RH3 | 30 | 30 | 30 | NR | IPP Non-CHP | 345 | Q |  |  |  |  | 37.7 | Y | [5 empty] | 2016
60297 | PJM | Clinton Battery | 60094 | Clinton Battery Utility, LLC | 39.2959 | -83.9608 | 968 Cherry Street | Blanchester | OH | 45107 | Clinton | RFC | PJM | PJM Interconnection, LLC | Battery | Batteries | 1 | 1 | 10 | 5 | 5 | NR | IPP Non-CHP | 34.5 | Q | CLINTONC138 KV CLNTONBS | [6 empty] | 4.1 | 5 | 5 | LIB | 2016 | 2026
60299 | PJM | HMV Minster Energy Storage System | 66123 | Summit Ridge Energy | 40.3988 | -84.3873 | 285 N. Ohio St | Village of Minster | OH | 45868 | Auglaize | RFC | PJM | PJM Interconnection, LLC | Battery | Batteries | 1 | MIN02 | 7 | 7 | 7 | NR | IPP Non-CHP | 12.47 | Q | [7 empty] | 7 | 7 | 7 | LIB | 2016
60300 | WECC | Montana Solar Facility | 5701 | El Paso Electric Co | 31.8131 | -106.2189 | 13511 A Montana | El Paso | TX | 79938 | El Paso | WECC | EPE | El Paso Electric Company | Solar | Solar Photovoltaic | 1 | IMPV1 | 3 | 3 | 3 | RE | Electric Utility | 13.8 | I |  |  |  |  | 3.8 | Y | [5 empty] | 2017
60301 | WECC | Holloman Solar Facility | 5701 | El Paso Electric Co | 32.9213 | -106.0724 | 1852 La Luz Gate Road | Holloman Air Force Ba | NM | 88330 | Otero | WECC | EPE | El Paso Electric Company | Solar | Solar Photovoltaic | 1 | HPV1 | 5 | 5 | 5 | RE | Electric Utility | 13.2 | I |  |  |  |  | 6.5 | Y | [5 empty] | 2018
60302 | PJM | Keys Energy Center | 60100 | PSEG Keys Energy Center, LLC | 38.6955 | -76.8278 | 10322 North Keys Road | Brandywine | MD | 20613 | Prince Georges | RFC | PJM | PJM Interconnection, LLC | Natural Gas | Natural Gas Fired Combined Cycle | 3 | 10; 11; 12 | 830.6 | 763 | 799 | NR | IPP Non-CHP | 525 | Q | CHELTENH 19 KV STG10 GEN | [10 empty] | 2018
60303 | MISO | Sumrall II Solar Farm | 60453 | Onward Energy | 31.3971 | -89.4859 | Epley Rd | Sumrall | MS | 39482 | Lamar | SERC | MISO | Midcontinent Independent Transmission System Operator, Inc.. | Solar | Solar Photovoltaic | 1 | SUM2 | 52 | 52 | 52 | NR | IPP Non-CHP | 69 | Q |  |  |  |  | 69.8 | Y | [5 empty] | 2017
60304 | WECC | San Isabel Solar, LLC | 60097 | San Isabel Solar, LLC | 37.372 | -104.843 | County Rd 71 & County Rd 52 | Trinidad | CO | 81082 | Las Animas | WECC | PSCO | Public Service Company of Colorado | Solar | Solar Photovoltaic | 1 | SISPV | 30 | 30 | 30 | NR | IPP Non-CHP | 115 | Q |  |  |  |  | 37.9 | Y | [5 empty] | 2016
60307 | WECC | Mesquite Solar 2, LLC | 56769 | Consolidated Edison Development Inc. | 33.3328 | -112.9114 | 39903 W. Elliot Road | Tonopah | AZ | 85354 | Maricopa | WECC | CISO | California Independent System Operator | Solar | Solar Photovoltaic | 1 | 1 | 100 | 100 | 100 | NR | IPP Non-CHP | 500 | Q |  |  |  |  | 136.5 | Y | [5 empty] | 2016
60308 | WECC | Mesquite Solar 3, LLC | 56769 | Consolidated Edison Development Inc. | 33.3476 | -112.9368 | 39903 W. Elliot Road | Tonopah | AZ | 85354 | Maricopa | WECC | CISO | California Independent System Operator | Solar | Solar Photovoltaic | 1 | 1 | 150 | 150 | 150 | NR | IPP Non-CHP | 500 | Q |  |  |  |  | 210 | Y | [5 empty] | 2016
60310 | WECC | Portal Ridge Solar B, LLC | 60412 | Portal Ridge Solar, LLC | 34.7165 | -118.2821 | 8586 W. Avenue H | Lancaster | CA | 93536 | Los Angeles | WECC | CISO | California Independent System Operator | Solar | Solar Photovoltaic | 1 | GEN01 | 20 | 20 | 20 | NR | IPP Non-CHP | 69 | Q |  |  |  |  | 25 | Y | [5 empty] | 2017
60311 | WECC | Portal Ridge Solar C, LLC | 60412 | Portal Ridge Solar, LLC | 34.7141 | -118.2739 | 8000 W Avenue H | Lancaster | CA | 93536 | Los Angeles | WECC | CISO | California Independent System Operator | Solar | Solar Photovoltaic | 1 | GEN01 | 11.4 | 11.4 | 11.4 | NR | IPP Non-CHP | 69 | Q |  |  |  |  | 13.8 | Y | [5 empty] | 2017
60314 | SPP | Prairie Breeze III | 49893 | Invenergy Services LLC | 41.9877 | -98.2104 | 52016 Highway 70 | Elgin | NE | 68636 | Antelope | MRO | SWPP | Southwest Power Pool | Wind | Onshore Wind Turbine | 1 | GEN1 | 35.8 | 35.8 | 35.8 | NR | IPP Non-CHP | 230 | Q |  | 20 | GE | 262.4 | [7 empty] | 2016
60315 | WECC | Midway Solar Farm III | 60025 | Greenbacker Renewable Energy Corporation | 33.1548 | -115.5449 | 6986 English Road | Calipatria | CA | 92233 | Imperial | WECC | IID | Imperial Irrigation District | Solar | Solar Photovoltaic | 1 | MSF3 | 20 | 20 | 20 | NR | IPP Non-CHP | 230 | Q |  |  |  |  | 26 | Y | [5 empty] | 2018
60316 | PJM | Scott Solar Farm | 5248 | Dominion Energy Inc. | 37.523 | -77.934 | 4325 Old Buckingham Road | Powhatan | VA | 23139 | Powhatan | SERC | PJM | PJM Interconnection, LLC | Mixed | Solar Photovoltaic; Batteries | 2 | 1; SCBS | 57 | 57 | 57 | RE | Electric Utility | 34.5 | I |  |  |  |  | 22.9 | Y |  | 48 | 10 | 2 | LIB | 2016
60317 | WECC | Grady Wind Energy Center, LLC | 56545 | Pattern Operators LP | 34.7341 | -103.0922 | 410 SR 19 | Clovis | NM | 88101 | Curry | WECC | PNM | Public Service Company of New Mexico | Wind | Onshore Wind Turbine | 1 | 1 | 220.5 | 220.5 | 220.5 | NR | IPP Non-CHP | 34.5 | Q |  | 96 | Siemens | 80 | [7 empty] | 2019
60318 | PJM | Woodland Solar Farm | 19876 | Virginia Electric & Power Co | 36.89 | -76.611 | 18222 Longview Drive | Smithfield | VA | 23430 | Isle of Wight | SERC | PJM | PJM Interconnection, LLC | Solar | Solar Photovoltaic | 1 | 1 | 19 | 19 | 19 | RE | Electric Utility | 34.5 | I |  |  |  |  | 25.1 | Y | [5 empty] | 2016
60319 | PJM | Whitehouse Solar Farm | 19876 | Virginia Electric & Power Co | 38.023 | -77.972 | 655 Chalk Level Road | Louisa | VA | 23093 | Louisa | SERC | PJM | PJM Interconnection, LLC | Solar | Solar Photovoltaic | 1 | 1 | 20 | 20 | 20 | RE | Electric Utility | 34.5 | I |  |  |  |  | 26.8 | Y | [5 empty] | 2016
60320 | WECC | Jeffco Community Solar Gardens LLC | 60970 | SunShare Management | 39.8596 | -105.1497 | 9105 Alkire Street | Arvada | CO | 80005 | Jefferson | WECC | PSCO | Public Service Company of Colorado | Solar | Solar Photovoltaic | 1 | SSCO1 | 1.2 | 1.2 | 1.2 | NR | IPP Non-CHP | 13.2 | Q |  |  |  |  | 1.5 | Y | [5 empty] | 2016
60324 | WECC | Willow Spring Solar, LLC | 61672 | Willow Spring Solar LLC | 34.8267 | -118.3352 | 11936 Gaskell Rd | Rosamond | CA | 93560 | Kern | WECC | CISO | California Independent System Operator | Solar | Solar Photovoltaic | 1 | GEN01 | 107.9 | 107.9 | 107.9 | NR | IPP Non-CHP | 230 | Q |  |  |  |  | 125.7 | Y | [5 empty] | 2019
60326 | MISO | O'Brien Wind | 12341 | MidAmerican Energy Co | 43.2004 | -95.6243 | 620 Industrial Park Road | Primghar | IA | 51245 | O'Brien | MRO | MISO | Midcontinent Independent Transmission System Operator, Inc.. | Wind | Onshore Wind Turbine | 3 | OBWF; OBWF2; OBWF3 | 250.3 | 250.3 | 250.3 | RE | Electric Utility | 345 | I | MEC.OBRIEN | 182 | Siemens | 262.4 | [7 empty] | 2016
60327 | PJM | East Amwell | 56990 | NJR Clean Energy Ventures Corporation | 40.4433 | -74.8764 | 219 John Ringo Road | East Amwell Twp | NJ | 8551 | Hunterdon | RFC | PJM | PJM Interconnection, LLC | Solar | Solar Photovoltaic | 1 | AMWEL | 1.8 | 1.8 | 1.8 | NR | IPP Non-CHP | 12.47 | Q |  |  |  |  | 2.2 | [6 empty] | 2016
60329 | PJM | Ringer Hill Wind Farm, LLC | 62892 | Ringer Hill Wind LLC | 39.7447 | -79.1881 | 687 Ringer Road | Salisbury | PA | 15558 | Somerset | RFC | PJM | PJM Interconnection, LLC | Wind | Onshore Wind Turbine | 1 | RINGR | 39.9 | 38.3 | 38.3 | NR | IPP Non-CHP | 115 | Q |  | 14 | GE | 295.3 | [7 empty] | 2016
60330 | WECC | Grove Solar Center, LLC | 61060 | Cypress Creek Renewables | 43.9367 | -117.3812 | 2381 Grove School Lane | Vale | OR | 97918 | Malheur | WECC | IPCO | Idaho Power Company | Solar | Solar Photovoltaic | 1 | GSC1 | 6 | 6 | 6 | NR | IPP Non-CHP | 12.47 | Q |  |  |  |  | 7.8 | Y | [5 empty] | 2016
60331 | WECC | Hyline Solar Center, LLC | 61060 | Cypress Creek Renewables | 44.1513 | -117.0001 | 4910 Power Road | Ontario | OR | 97914 | Malheur | WECC | IPCO | Idaho Power Company | Solar | Solar Photovoltaic | 1 | HSC1 | 9 | 9 | 9 | NR | IPP Non-CHP | 12.47 | Q |  |  |  |  | 11.7 | Y | [5 empty] | 2016
60332 | WECC | Open Range Solar Center, LLC | 61060 | Cypress Creek Renewables | 43.7968 | -117.0653 | 750 Owyhee Ave | Nyssa | OR | 97913 | Malheur | WECC | IPCO | Idaho Power Company | Solar | Solar Photovoltaic | 1 | ORSC1 | 10 | 10 | 10 | NR | IPP Non-CHP | 12.47 | Q |  |  |  |  | 13 | Y | [5 empty] | 2016
60333 | WECC | Railroad Solar Center, LLC | 61060 | Cypress Creek Renewables | 43.998 | -117.1012 | 966 Railroad Ave | Ontario | OR | 97914 | Malheur | WECC | IPCO | Idaho Power Company | Solar | Solar Photovoltaic | 1 | RSC1 | 4.5 | 4.5 | 4.5 | NR | IPP Non-CHP | 12.47 | Q |  |  |  |  | 5.8 | Y | [5 empty] | 2016
60334 | WECC | Thunderegg Solar Center, LLC | 61060 | Cypress Creek Renewables | 43.931 | -116.9876 | 402 Gem Ave | Nyssa | OR | 97913 | Malheur | WECC | IPCO | Idaho Power Company | Solar | Solar Photovoltaic | 1 | TSC1 | 10 | 10 | 10 | NR | IPP Non-CHP | 12.47 | Q |  |  |  |  | 13 | Y | [5 empty] | 2016
60335 | WECC | Vale Air Solar Center, LLC | 61060 | Cypress Creek Renewables | 43.965 | -117.2581 | 3750 Airport Road | Vale | OR | 97918 | Malheur | WECC | IPCO | Idaho Power Company | Solar | Solar Photovoltaic | 1 | VASC1 | 10 | 10 | 10 | NR | IPP Non-CHP | 12.47 | Q |  |  |  |  | 13 | Y | [5 empty] | 2016
60336 | WECC | Midway Solar Farm 1 | 60118 | 83WI 8ME, LLC | 33.1766 | -115.5728 | 385 W. Sinclair Road | Calipatria | CA | 92233 | Imperial | WECC | IID | Imperial Irrigation District | Solar | Solar Photovoltaic | 1 | MSF1 | 50 | 50 | 50 | NR | IPP Non-CHP | 230 | Q |  |  |  |  | 66.6 | Y | [5 empty] | 2018
60341 | WECC | Wal-Mart Truth or Consequences PV | 60127 | SSA Solar of NM 3, LLC | 33.1526 | -107.2498 | 2001 H.R. Ashbaugh Drive | Truth or Consequences | NM | 87901 | Sierra | WECC | PNM | Public Service Company of New Mexico | Solar | Solar Photovoltaic | 1 | WMTOC | 1 | 1 | 1 | NR | IPP Non-CHP | 12 | Q |  |  |  |  | 1.1 | [6 empty] | 2015
60342 | MISO | Ida Grove Wind | 12341 | MidAmerican Energy Co | 42.3557 | -95.4204 | 2552 Keystone Ave | Ida Grove | IA | 51455 | Ida | MRO | MISO | Midcontinent Independent Transmission System Operator, Inc.. | Wind | Onshore Wind Turbine | 4 | IGWF; IGWF2; IGWF3; IGWF4 | 301.1 | 300 | 300 | RE | Electric Utility | 345 | I | MEC.IDAGROVE | 241 | GE | 262.4 | [7 empty] | 2016
60346 | MISO | Demille Solar Farm | 5109 | DTE Electric Company | 43.04 | -83.3332 | 2625 DeMille Rd | Lapeer | MI | 48446 | Lapeer | RFC | MISO | Midcontinent Independent Transmission System Operator, Inc.. | Solar | Solar Photovoltaic | 1 | 1 | 28.4 | 28.4 | 28.4 | RE | Electric Utility | 41.57 | I |  |  |  |  | 34.6 | [6 empty] | 2017
60347 | MISO | Turrill Solar Farm | 5109 | DTE Electric Company | 43.0347 | -83.3089 | 350 Turrill | Lapeer | MI | 48446 | Lapeer | RFC | MISO | Midcontinent Independent Transmission System Operator, Inc.. | Solar | Solar Photovoltaic | 1 | 1 | 19.6 | 19.6 | 19.6 | RE | Electric Utility | 41.57 | I |  |  |  |  | 22.9 | [6 empty] | 2017
60348 | MISO | O'Shea Solar Farm | 5109 | DTE Electric Company | 42.378 | -83.2001 | O'Shea Park | Detroit | MI | 48227 | Wayne | RFC | MISO | Midcontinent Independent Transmission System Operator, Inc.. | Solar | Solar Photovoltaic | 1 | 1 | 2 | 2 | 2 | RE | Electric Utility | 41.57 | I |  |  |  |  | 2.5 | [6 empty] | 2017
60349 | WECC | Hill AFB LFG Facility, Bldg #737 | 60146 | Ameresco Federal Solutions | 41.129 | -111.9641 | 6100 Foulis Rd | Hill AFB | UT | 84056 | Davis | WECC | PACE | PacifiCorp - East | Other | Landfill Gas | 3 | LFGG1; LFGG2; LFGG3 | 2.3 | 2.2 | 2.3 | NR | Commercial Non-CHP | 12.47 | COM | [11 empty] | 2005 | 2025
60350 | WECC | Solar Las Vegas MB 2, LLC | 60145 | NRG Solar Las Vegas MB 2 | 36.0874 | -115.1754 | 3950 Las Vegas Blvd. S | Las Vegas | NV | 89919 | Clark | WECC | NEVP | Nevada Power Company | Solar | Solar Photovoltaic | 1 | LVMB2 | 1.5 | 1.5 | 1.5 | NR | IPP Non-CHP | 12.4 | Q |  |  |  |  | 1.9 | [6 empty] | 2016
60351 | WECC | Bison Solar LLC | 60143 | Bison Solar LLC | 40.8638 | -105.0111 | 2720 East County Rd 82(Buckeye | Wellington | CO | 80549 | Larimer | WECC | PSCO | Public Service Company of Colorado | Solar | Solar Photovoltaic | 1 | BSPV1 | 30 | 30 | 30 | NR | IPP Non-CHP | 34.5 | Q |  |  |  |  | 36.3 | Y | [5 empty] | 2016
60352 | WECC | Boulder Solar Power, LLC | 17650 | Southern Power Co | 35.348 | -114.97 | 17445 South US HWY 95 | Boulder City | NV | 89005 | Clark | WECC | NEVP | Nevada Power Company | Solar | Solar Photovoltaic | 1 | BSP | 100 | 100 | 100 | NR | IPP Non-CHP | 230 | I |  |  |  |  | 124.9 | Y | [5 empty] | 2016
60353 | PJM | Cecil County CCVT HS | 60150 | SunE DB42, LLC | 39.651 | -75.8083 | 912 Appleton Rd | Elkton | MD | 21921 | Cecil | RFC | PJM | PJM Interconnection, LLC | Solar | Solar Photovoltaic | 1 | CCVT | 2 | 2 | 2 | NR | IPP Non-CHP | 100 | Q |  |  |  |  | 2.6 | [6 empty] | 2015
60354 | SPP | Brady II Wind Energy Center | 60149 | Brady Wind II, LLC | 46.6115 | -102.7882 | 5206 109th AVE SW | Dickinson | ND | 58601 | Stark | MRO | SWPP | Southwest Power Pool | Wind | Onshore Wind Turbine | 1 | BWEC2 | 150 | 150 | 150 | NR | IPP Non-CHP | 230 | Q |  | 72 | GE | 315 | [7 empty] | 2016
60355 | SPP | Brady Wind Energy Center | 60148 | Brady Wind, LLC | 46.6465 | -102.7651 | 5206 109th Ave SW | Dickinson | ND | 58601 | Stark | MRO | SWPP | Southwest Power Pool | Wind | Onshore Wind Turbine | 1 | BWEC1 | 150 | 150 | 150 | NR | IPP Non-CHP | 230 | Q |  | 87 | GE | 315 | [7 empty] | 2016
60356 | PJM | South Field Energy | 60131 | South Field Energy, LLC | 40.6353 | -80.6782 | TBD | Wellsville | OH | 43968 | Columbiana | RFC | PJM | PJM Interconnection, LLC | Natural Gas | Natural Gas Fired Combined Cycle | 4 | SFCT1; SFCT2; SFST1; SFST2 | 1210.4 | 1210.4 | 1210.4 | NR | IPP Non-CHP | 345 | Q | [11 empty] | 2021
60357 | PJM | Lackawanna Energy Center | 49893 | Invenergy Services LLC | 41.4714 | -75.5442 | 1000 Sunnyside Road | Jessup | PA | 18434 | Lackawanna | RFC | PJM | PJM Interconnection, LLC | Natural Gas | Natural Gas Fired Combined Cycle | 3 | GEN1; GEN2; GEN3 | 1498.5 | 1362 | 1467 | NR | IPP Non-CHP | 230 | Q | [11 empty] | 2018
60363 | PJM | White Farm Solar, LLC | 61060 | Cypress Creek Renewables | 36.3476 | -77.2224 | 2464 NC 35 Hwy | Woodland | NC | 27897 | Northampton | SERC | PJM | PJM Interconnection, LLC | Solar | Solar Photovoltaic | 1 | WFSPV | 5.2 | 5.2 | 5.2 | NR | IPP Non-CHP | 12.47 | Q |  |  |  |  | 7.2 | [6 empty] | 2016
60368 | PJM | Hummel Station LLC | 60162 | Hummel Station, LLC | 40.839 | -76.8255 | 2386 North Old Trail Road | Shamokin Dam | PA | 17876 | Snyder | RFC | PJM | PJM Interconnection, LLC | Natural Gas | Natural Gas Fired Combined Cycle | 4 | CTG1; CTG2; CTG3; STG | 1194.4 | 1083.75 | 1096.96 | NR | IPP Non-CHP | 500 | Q | Sunbury 500KV | [10 empty] | 2018
60369 | PJM | Battleboro Farm | 63026 | Oppidum Renewables USA, LLC | 36.0586 | -77.7608 | 752 West Battleboro Ave | South Whitakers | NC | 27809 | Nash | SERC | PJM | PJM Interconnection, LLC | Solar | Solar Photovoltaic | 1 | BFPV | 5.2 | 5.2 | 5.2 | NR | IPP Non-CHP | 12.47 | Q |  |  |  |  | 6.8 | [6 empty] | 2016
60375 | PJM | ILR Landfill | 60164 | ILR Landfill | 40.4705 | -74.3836 | Mill Road | Edison | NJ | 8817 | Middlesex | RFC | PJM | PJM Interconnection, LLC | Solar | Solar Photovoltaic | 1 | ILR1 | 6.6 | 6.6 | 6.6 | RE | Electric Utility | 26 | I | 2156109753 |  |  |  | 7.7 | [6 empty] | 2016
60376 | PJM | Clean Energy Future-Lordstown, LLC | 60170 | Clean Energy Future-Lordstown, LLC | 41.1489 | -80.8516 | 1853 Henn Parkway | Lordstown | OH | 44481 | Trumbull | RFC | PJM | PJM Interconnection, LLC | Natural Gas | Natural Gas Fired Combined Cycle | 3 | CTG1; CTG2; STG1 | 962 | 858 | 940.2 | NR | IPP Non-CHP | 345 | Q | PJM | [10 empty] | 2018
60378 | PJM | NHA at Mansfield NJ | 57044 | Luminace Solar New Jersey, LLC | 40.76 | -74.935 | 1059 Butler Park Rd Block 1509 | Washington | NJ | 7882 | Warren | RFC | PJM | PJM Interconnection, LLC | Solar | Solar Photovoltaic | 1 | PV1 | 5 | 5 | 5 | NR | IPP Non-CHP | 34.5 | Q |  |  |  |  | 6 | [6 empty] | 2016
60381 | WECC | Sulphur Springs | 61944 | MN8 Energy LLC | 32.0628 | -109.9193 | 3625 Cochise Stronghold Road | Cochise | AZ | 85606 | Cochise | WECC | WALC | Western Area Power Administration - Desert Southwest Region | Solar | Solar Photovoltaic | 1 | SSSP | 20 | 20 | 20 | NR | IPP Non-CHP | 24.9 | Q |  |  |  |  | 23 | Y | [5 empty] | 2016
60384 | PJM | Hertford Solar Farm | 65411 | Duke Energy Renewables Services | 36.1303 | -76.4909 | 131 Snug Harbour Rd | Hertford | NC | 27944 | Perquimans | SERC | PJM | PJM Interconnection, LLC | Solar | Solar Photovoltaic | 1 | HERT | 5 | 5 | 5 | NR | IPP Non-CHP | 34.5 | Q |  |  |  |  | 7 | [6 empty] | 2016
60385 | WECC | Santa Rita Jail Fuel Cell | 60182 | SRJFC, LLC | 37.7192 | -121.8869 | 5325 Broder Blvd | Dublin | CA | 94568 | Alameda | WECC | CISO | California Independent System Operator | Natural Gas | Other Natural Gas | 1 | MB-18 | 1.4 | 1.4 | 1.4 | NR | IPP CHP | 12 | Q | TESSUB_2_N001 | [10 empty] | 2016
60386 | WECC | RE Garland A | 17650 | Southern Power Co | 34.8215 | -118.4974 | 21505 Gaskell Road | Rosamond | CA | 93560 | Kern | WECC | CISO | California Independent System Operator | Solar | Solar Photovoltaic | 1 | PV1 | 20.2 | 20 | 20 | NR | IPP Non-CHP | 230 | I |  |  |  |  | 26.5 | Y | [5 empty] | 2016
60387 | PJM | Invenergy Nelson Expansion LLC | 49893 | Invenergy Services LLC | 41.7744 | -89.6065 | 1311 Nelson Road | Rock Falls | IL | 61071 | Lee | RFC | PJM | PJM Interconnection, LLC | Natural Gas | Natural Gas Fired Combustion Turbine | 2 | GEN3; GEN4 | 380 | 314 | 314 | NR | IPP Non-CHP | 345 | Q | [11 empty] | 2023
60388 | PJM | Morgantown | 55858 | Energy Developments, Inc d/b/a EDL | 40.1746 | -75.9137 | 950 Shiloh Road | Morgantown | PA | 19543 | Berks | RFC | PJM | PJM Interconnection, LLC | Other | Landfill Gas | 1 | GEMT | 1.6 | 1.6 | 1.6 | NR | IPP Non-CHP | 12.47 | Q | [11 empty] | 2016
60389 | WECC | RE Barren Ridge 1 | 60191 | RE Barren Ridge 1, LLC | 35.2047 | -118.0687 | 26709 Highway 14 | Mojave | CA | 93501 | Kern | WECC | LDWP | Los Angeles Department of Water and Power | Solar | Solar Photovoltaic | 1 | REBR1 | 60 | 60 | 60 | NR | IPP Non-CHP | 230 | Q |  |  |  |  | 78 | Y | [5 empty] | 2016
60390 | PJM | Beech Ridge Energy Storage | 49893 | Invenergy Services LLC | 38.0878 | -80.4925 | 128 Coleman Rd | Rupert | WV | 25984 | Greenbrier | RFC | PJM | PJM Interconnection, LLC | Battery | Batteries | 1 | BRES | 31.5 | 31.5 | 31.5 | NR | IPP Non-CHP | 34.5 | Q | [7 empty] | 12.5 | 31.5 | 31.5 | LIB | 2015
60395 | PJM | MC1 Solar | 60190 | MC1 Solar Farm, LLC | 35.8748 | -77.1397 | NC Hwy 125 | Williamston | NC | 27892 | Martin | SERC | PJM | PJM Interconnection, LLC | Solar | Solar Photovoltaic | 1 | MC1PV | 5 | 5 | 5 | NR | IPP Non-CHP | 34.5 | Q |  |  |  |  | 6.6 | Y | [5 empty] | 2016
60405 | SPP | Chaves Solar, LLC | 60208 | Chaves Solar LLC | 33.45 | -104.456 | 3655 Wrangler Rd | Roswell | NM | 88201 | Chaves | MRO | SWPP | Southwest Power Pool | Solar | Solar Photovoltaic | 1 | CSPV | 70 | 70 | 70 | NR | IPP Non-CHP | 115 | Q |  |  |  |  | 95.9 | Y | [5 empty] | 2016
60406 | SPP | Roswell Solar, LLC | 60209 | Roswell Solar, LLC | 33.4529 | -104.4611 | 3650 East Pine Lodge Road | Roswell | NM | 88201 | Chaves | MRO | SWPP | Southwest Power Pool | Solar | Solar Photovoltaic | 1 | RSPV | 70 | 70 | 70 | NR | IPP Non-CHP | 115 | Q |  |  |  |  | 95.6 | Y | [5 empty] | 2016
60410 | PJM | Sullivan Solar, LLC | 61060 | Cypress Creek Renewables | 39.132 | -87.4138 | 3195 N Old 41 | Sullivan | IN | 47882 | Sullivan | RFC | PJM | PJM Interconnection, LLC | Solar | Solar Photovoltaic | 1 | SULPV | 5.2 | 5.2 | 5.2 | NR | IPP Non-CHP | 12.47 | Q |  |  |  |  | 7.1 | [6 empty] | 2016
60412 | WECC | Munro Valley Solar | 58135 | Ecos Energy LLC | 36.2647 | -117.9955 | 1640 Highway 395 | Olancha | CA | 93549 | Inyo | WECC | CISO | California Independent System Operator | Solar | Solar Photovoltaic | 1 | MUN | 4 | 4 | 4 | NR | IPP Non-CHP | 35 | Q |  |  |  |  | 6.8 | [6 empty] | 2016
60413 | WECC | Bonnybrooke PV | 57369 | Apple, Inc | 33.053 | -111.34 | 19240 Quail Run Road | Florence | AZ | 85132 | Pinal | WECC | SRP | Salt River Project | Solar | Solar Photovoltaic | 1 | AZPV1 | 50 | 50 | 41 | NR | IPP Non-CHP | 115 | COM |  |  |  |  | 62.6 | Y | [5 empty] | 2016
60414 | SPP | Bethel Wind Farm LLC | 17650 | Southern Power Co | 34.5753 | -102.4747 | 657 CR 617 | Dimmitt | TX | 79027 | Castro | MRO | SWPP | Southwest Power Pool | Wind | Onshore Wind Turbine | 1 | GEN1 | 276 | 276 | 276 | NR | IPP Non-CHP | 115 | I |  | 120 | GE | 262.4 | [7 empty] | 2017
60415 | PJM | Hardison Farm Solar, LLC | 61060 | Cypress Creek Renewables | 35.8308 | -77.0219 | 19925 Hwy 64 | Williamston | NC | 27892 | Martin | SERC | PJM | PJM Interconnection, LLC | Solar | Solar Photovoltaic | 1 | HFSPV | 5.2 | 5.2 | 5.2 | NR | IPP Non-CHP | 12.47 | Q |  |  |  |  | 7.1 | Y | [5 empty] | 2016
60417 | PJM | Modlin Solar Farm | 61060 | Cypress Creek Renewables | 35.8503 | -77.1102 | 4975 Wild Cat Road | Williamston | NC | 27892 | Martin | SERC | PJM | PJM Interconnection, LLC | Solar | Solar Photovoltaic | 1 | MSFPV | 4.9 | 4.9 | 4.9 | NR | IPP Non-CHP | 7 | Q |  |  |  |  | 6.9 | [6 empty] | 2016
60418 | WECC | Calligan Creek Hydroelectric Project | 17470 | PUD No 1 of Snohomish County | 47.6008 | -121.6886 | 48200 SE 3rd St | Snoqualmie | WA | 98065 | King | WECC | PSEI | Puget Sound Energy | Other | Conventional Hydroelectric | 1 | CC6MW | 6 | 7 | 7 | RE | Electric Utility | 34.5 | P | [11 empty] | 2018
60419 | WECC | Don A Campbell 2 Geothermal | 60227 | ORNI 37 LLC | 38.8358 | -118.3253 | 1132 Gabbs Valley Road | Luning | NV | 89420 | Mineral | WECC | NEVP | Nevada Power Company | Other | Geothermal | 1 | DAC2G | 20 | 13.3 | 20 | NR | IPP Non-CHP | 120 | Q | [11 empty] | 2015
60421 | WECC | Veyo Heat Recovery Project | 40575 | Utah Associated Mun Power Sys | 37.348 | -113.765 | 145 W. 1400 N | Gunlock | UT | 84733 | Washington | WECC | PACE | PacifiCorp - East | Other | All Other | 1 | WHR1 | 9.5 | 8.4 | 8.6 | RE | Electric Utility | 34.5 | P | [11 empty] | 2016
60422 | PJM | Morgan's Corner | 58468 | Dominion Renewable Energy | 36.4211 | -76.3642 | 918 U.S. 158 | Elizabeth City | NC | 27909 | Pasquotank | SERC | PJM | PJM Interconnection, LLC | Solar | Solar Photovoltaic | 1 | 1 | 20 | 19.8 | 19.8 | RE | Electric Utility | 34.5 | I |  |  |  |  | 25 | [6 empty] | 2015
60426 | WECC | RCWD PV Project | 61944 | MN8 Energy LLC | 33.5226 | -117.1815 | 2679 Washington Ave | Murrieta | CA | 92562 | Riverside | WECC | CISO | California Independent System Operator | Solar | Solar Photovoltaic | 1 | RCWD | 4.1 | 3.9 | 2.7 | NR | IPP Non-CHP | 12 | Q |  |  |  |  | 5 | Y | [5 empty] | 2016
60428 | WECC | CA Dept of Public Health at Richmond | 58540 | California PV Energy LLC | 37.92 | -122.344 | 850 Marina Bay Parkway | Richmond | CA | 94804 | Contra Costa | WECC | CISO | California Independent System Operator | Solar | Solar Photovoltaic | 1 | PV1 | 2.2 | 2.2 | 2.2 | NR | IPP Non-CHP | 0.48 | Q |  |  |  |  | 2.7 | [6 empty] | 2017
60432 | WECC | Three Peaks Power | 60453 | Onward Energy | 37.8271 | -113.1371 | 7856 N. Lund Highway | Cedar City | UT | 84721 | Iron | WECC | PACE | PacifiCorp - East | Solar | Solar Photovoltaic | 1 | TPP | 80 | 80 | 80 | NR | IPP Non-CHP | 138 | Q |  |  |  |  | 107.8 | Y | [5 empty] | 2016
60435 | MISO | Crane Solar Facility | 15470 | Duke Energy Indiana, LLC | 38.8164 | -86.8842 | 300 Highway 361 | Crane | IN | 47522 | Martin | RFC | MISO | Midcontinent Independent Transmission System Operator, Inc.. | Solar | Solar Photovoltaic | 1 | XXXXX | 17 | 17 | 17 | RE | Electric Utility | 69 | I |  |  |  |  | 24.3 | [6 empty] | 2017
60437 | PJM | Bernards Solar | 56990 | NJR Clean Energy Ventures Corporation | 40.7027 | -74.5816 | 157 Pill Hill Road | Somerset | NJ | 7924 | Somerset | RFC | PJM | PJM Interconnection, LLC | Solar | Solar Photovoltaic | 1 | BERNS | 2.9 | 2.9 | 2.9 | NR | IPP Non-CHP | 12.5 | Q |  |  |  |  | 3.7 | [6 empty] | 2016
60438 | PJM | Whitakers Farm (Fisher Rd) | 64778 | Strata Manager, LLC | 36.1155 | -77.7251 | 12300 Fisher Road | Whitakers | NC | 27891 | Nash | SERC | PJM | PJM Interconnection, LLC | Solar | Solar Photovoltaic | 1 | 1 | 3.4 | 3.4 | 3.4 | NR | IPP Non-CHP | 34.5 | Q |  |  |  |  | 4.5 | [6 empty] | 2016
60444 | WECC | Glacier Battery Storage | 15500 | Puget Sound Energy Inc | 48.888 | -121.9462 | 6769 Vaughn Avenue | Glacier | WA | 98244 | Whatcom | WECC | PSEI | Puget Sound Energy | Battery | Batteries | 1 | GLA | 2 | 2 | 2 | RE | Electric Utility | 12.47 | I | [7 empty] | 4.4 | 2 | 2 | LIB | 2016
60445 | WECC | ID Solar | 61012 | AES Distributed Energy | 43.444 | -116.333 | 18106 South Cloverdale Road | Kuna | ID | 83634 | Ada | WECC | IPCO | Idaho Power Company | Solar | Solar Photovoltaic | 1 | INV1 | 40 | 40 | 40 | NR | IPP Non-CHP | 138 | Q |  |  |  |  | 54.6 | Y | [5 empty] | 2016
60446 | WECC | E&B Resources | 63249 | Terraform Arcadia | 35.5346 | -119.06 | 34740 Merced Ave | Bakersfield | CA | 93308 | Kern | WECC | CISO | California Independent System Operator | Solar | Solar Photovoltaic | 1 | PVEB | 1 | 1 | 1 | NR | IPP Non-CHP | 481 | Q |  |  |  |  | 1.1 | Y | [5 empty] | 2013
60447 | PJM | Presbyterian Senior Living Service | 63249 | Terraform Arcadia | 39.4476 | -76.5163 | 11630 Glen Arms Road | Glen Arm | MD | 21057 | Baltimore | RFC | PJM | PJM Interconnection, LLC | Solar | Solar Photovoltaic | 1 | PSLS | 1 | 1 | 1 | NR | IPP Non-CHP | 13.33 | Q |  |  |  |  | 1.2 | Y | [5 empty] | 2013
60449 | WECC | Pavant Solar II LLC | 60238 | Pavant Solar II LLC | 39.1625 | -112.343 | 1330 West 8900 North Street | Fillmore | UT | 84631 | Millard | WECC | PACE | PacifiCorp - East | Solar | Solar Photovoltaic | 1 | PSII | 50 | 50 | 50 | NR | IPP Non-CHP | 46 | Q |  |  |  |  | 62.7 | Y | [5 empty] | 2016
60450 | WECC | Corcoran | 63249 | Terraform Arcadia | 36.1023 | -119.5665 | 1520 Patterson Ave | Corcoran | CA | 93212 | Kings | WECC | CISO | California Independent System Operator | Solar | Solar Photovoltaic | 1 | PVCR | 1.1 | 1.1 | 1.1 | NR | IPP Non-CHP | 0.48 | Q |  |  |  |  | 1.3 | [6 empty] | 2014
60461 | PJM | The Clorox Company | 57313 | Tesla Inc. | 39.4721 | -76.2013 | 1467 Perryman Rd | Aberdeen | MD | 21001 | Harford | RFC | PJM | PJM Interconnection, LLC | Solar | Solar Photovoltaic | 1 | PV1 | 1.6 | 1.6 | 1.6 | NR | IPP Non-CHP | 0.48 | Q |  |  |  |  | 2.2 | [6 empty] | 2016
60464 | PJM | Tenaska Westmoreland Generating Station | 60249 | Tenaska Pennsylvania Partners, LLC | 40.1752 | -79.6967 | 446 Smithton Pike road | Smithton | PA | 15479 | Westmoreland | RFC | PJM | PJM Interconnection, LLC | Natural Gas | Natural Gas Fired Combined Cycle | 3 | CTG1; CTG2; STG1 | 1134 | 947 | 1032 | NR | IPP Non-CHP | 525 | Q | 1356163093; 1356163092; 1356163094 | [10 empty] | 2018
60465 | PJM | Chesapeake College | 57313 | Tesla Inc. | 38.9534 | -76.0832 | 1000 College Cir | Wye Mills | MD | 21679 | Queen Annes | RFC | PJM | PJM Interconnection, LLC | Solar | Solar Photovoltaic | 1 | PV1 | 1.5 | 1.5 | 1.5 | NR | IPP Non-CHP | 0.48 | Q |  |  |  |  | 2.1 | [6 empty] | 2016
60466 | WECC | Waterman Turnout Hydroelectric | 60217 | San Bernardino Valley Mun. Water Dist. | 34.1726 | -117.278 | 4899 North Waterman Ave | San Bernardino | CA | 92404 | San Bernardino | WECC | CISO | California Independent System Operator | Other | Conventional Hydroelectric | 1 | WTHF | 1 | 1 | 1 | RE | Electric Utility | 12 | M | [11 empty] | 2024
60467 | WECC | Red Rock | 803 | Arizona Public Service Co | 32.551 | -111.2892 | 25990 East Camino Adelante Roa | Red Rock | AZ | 85145 | Maricopa | WECC | AZPS | Arizona Public Service Company | Mixed | Solar Photovoltaic; Batteries | 2 | PV1; RR40M | 84.9 | 84.9 | 84.9 | RE | Electric Utility | 115 | I | DR_1_RDROCKSLR-APND |  |  |  | 57.7 | Y |  | 164 | 41 | 41 | LIB | 2017
60470 | PJM | Paulding Wind Farm III | 60258 | Paulding Wind Farm III LLC | 41.121 | -84.751 | 9630 SR 49 | Payne | OH | 45880 | Paulding | RFC | PJM | PJM Interconnection, LLC | Wind | Onshore Wind Turbine | 1 | 1 | 100.8 | 100.8 | 100.8 | NR | IPP Non-CHP | 138 | Q |  | 48 | Gamesa | 305 | [7 empty] | 2016
60471 | PJM | Green River Wind Farm | 60259 | Green River Wind Farm Phase 1, LLC | 41.6203 | -89.557 | 2723 County Line Rd | Deer Grove | IL | 61243 | Lee | RFC | PJM | PJM Interconnection, LLC | Wind | Onshore Wind Turbine | 1 | GRNRV | 194.3 | 194.3 | 194.3 | NR | IPP Non-CHP | 138 | Q | 977GREE34.5 KV GRVRU1WF | 74 | Gamesa | 275.6 | [7 empty] | 2019
60474 | WECC | Bayshore Solar B, LLC | 61012 | AES Distributed Energy | 34.6783 | -118.3026 | 43634 100th Street West | Lancaster | CA | 93534 | Los Angeles | WECC | CISO | California Independent System Operator | Solar | Solar Photovoltaic | 1 | BSHRB | 20 | 20 | 20 | NR | IPP Non-CHP | 220 | Q |  |  |  |  | 25 | Y | [5 empty] | 2017
60475 | WECC | Bayshore Solar C, LLC | 61012 | AES Distributed Energy | 34.6813 | -118.3141 | 43934 110th Street West | Lancaster | CA | 93534 | Los Angeles | WECC | CISO | California Independent System Operator | Solar | Solar Photovoltaic | 1 | BSHRC | 20 | 20 | 20 | NR | IPP Non-CHP | 220 | Q |  |  |  |  | 25 | Y | [5 empty] | 2017
60481 | WECC | Bayshore Solar A, LLC | 61012 | AES Distributed Energy | 34.6678 | -118.2981 | 9047 West Avenue K | Lancaster | CA | 93534 | Los Angeles | WECC | CISO | California Independent System Operator | Solar | Solar Photovoltaic | 1 | BSHRA | 20 | 20 | 20 | NR | IPP Non-CHP | 220 | Q |  |  |  |  | 25 | Y | [5 empty] | 2017
60484 | PJM | Williamston West Farm, LLC | 64778 | Strata Manager, LLC | 35.8365 | -77.108 | 14666 US HWY 64 | Williamston | NC | 27892 | Martin | SERC | PJM | PJM Interconnection, LLC | Solar | Solar Photovoltaic | 1 | 1 | 4.9 | 4.9 | 4.9 | NR | IPP Non-CHP | 34.5 | Q |  |  |  |  | 6.3 | [6 empty] | 2016
60485 | WECC | Longboat Solar, LLC | 65411 | Duke Energy Renewables Services | 34.541 | -117.061 | 25685 Community Blvd | Barstow | CA | 92311 | San Bernardino | WECC | CISO | California Independent System Operator | Solar | Solar Photovoltaic | 1 | PV1 | 20 | 20 | 20 | NR | IPP Non-CHP | 33 | Q |  |  |  |  | 26 | Y | [5 empty] | 2016
60486 | WECC | Greenfield Wind - MT | 60025 | Greenbacker Renewable Energy Corporation | 47.723 | -111.963 | 179 7th Road NE | Fairfield | MT | 59436 | Teton | WECC | NWMT | NorthWestern Energy (NWMT) | Wind | Onshore Wind Turbine | 1 | 1 | 25 | 25 | 25 | NR | IPP Non-CHP | 69 | Q |  | 13 | GE | 220 | [7 empty] | 2016
60487 | PJM | River Road Solar, LLC | 65411 | Duke Energy Renewables Services | 36.351 | -76.842 | 951 River Road | Cofield | NC | 27922 | Hertford | SERC | PJM | PJM Interconnection, LLC | Solar | Solar Photovoltaic | 1 | PV1 | 5 | 5 | 5 | NR | IPP Non-CHP | 34.5 | Q |  |  |  |  | 7 | Y | [5 empty] | 2016
60489 | PJM | Hamilton Solar-Crosswicks | 60281 | Altus Power America Management, LLC | 40.169 | -74.6301 | 1041 Yardville Allentown Road | Hamilton | NJ | 8690 | Mercer | RFC | PJM | PJM Interconnection, LLC | Solar | Solar Photovoltaic | 2 | PV1; PV2 | 7.5 | 7.5 | 7.5 | NR | IPP Non-CHP | 12.47 | Q |  |  |  |  | 8.6 | [6 empty] | 2011
60490 | WECC | Redwood 4 Solar Farm | 60277 | 54 KR 8me LLC | 35.3142 | -118.8119 | 4238 Towerline Rd | Edison | CA | 93307 | Kern | WECC | CISO | California Independent System Operator | Solar | Solar Photovoltaic | 1 | RW4SF | 20 | 20 | 20 | NR | IPP Non-CHP | 115 | Q |  |  |  |  | 26.5 | Y | [5 empty] | 2017
60491 | WECC | Springbok 3 Solar Farm Hybrid | 60278 | 64KT 8me LLC | 35.1712 | -118.0017 | 31997 Cholla Rd | Cantil | CA | 93519 | Kern | WECC | LDWP | Los Angeles Department of Water and Power | Mixed | Batteries; Solar Photovoltaic | 2 | SB3BS; SB3SF | 91.5 | 91.5 | 91.5 | NR | IPP Non-CHP | 230 | Q |  |  |  |  | 119.6 | Y |  | 1.5 | 1.5 | 1.5 | LIB | 2019
60496 | PJM | MEBA | 60281 | Altus Power America Management, LLC | 38.7729 | -76.1389 | 27050 St. Michael's Rd. | Easton | MD | 21601 | Talbot | RFC | PJM | PJM Interconnection, LLC | Solar | Solar Photovoltaic | 1 | 1 | 1.5 | 1.5 | 1.5 | NR | IPP Non-CHP | 12.47 | Q |  |  |  |  | 2 | [6 empty] | 2014
60497 | WECC | SR Skylark B | 60263 | SR Skylark B, LLC | 40.5795 | -104.8957 | 8505 CR 80.5 | Severance | CO | 80546 | Weld | WECC | WACM | Western Area Power Administration - Rocky Mountain Region | Solar | Solar Photovoltaic | 1 | SKY B | 2 | 2 | 2 | NR | IPP Non-CHP | 12.47 | Q |  |  |  |  | 2.7 | Y | [5 empty] | 2016
60500 | PJM | Westside Avenue | 60268 | Hartz Solar, LLC | 40.8141 | -74.0213 | 8501 Westside Avenue | North Bergen | NJ | 7047 | Hudson | RFC | PJM | PJM Interconnection, LLC | Solar | Solar Photovoltaic | 1 | 1 | 1 | 0.9 | 0.6 | NR | Commercial Non-CHP | 0.48 | COM |  |  |  |  | 1.1 | [6 empty] | 2011
60501 | PJM | Hartz Way | 60268 | Hartz Solar, LLC | 40.7828 | -74.0728 | 50 Hartz Way | Secaucus | NJ | 7094 | Hudson | RFC | PJM | PJM Interconnection, LLC | Solar | Solar Photovoltaic | 1 | 1 | 1 | 0.9 | 0.6 | NR | Commercial Non-CHP | 0.48 | COM |  |  |  |  | 1.1 | [6 empty] | 2010
60503 | MISO | Crowned Ridge Wind Energy Center | 61416 | Crowned Ridge Wind, LLC | 45.1549 | -96.8368 | TBD | Watertown | SD | 57201 | Codington | MRO | MISO | Midcontinent Independent Transmission System Operator, Inc.. | Wind | Onshore Wind Turbine | 1 | CTTL1 | 200.1 | 200.1 | 200.1 | NR | IPP Non-CHP | 230 | Q |  | 87 | GE | 90 | [7 empty] | 2019
60504 | MISO | Blazing Star Wind Farm 1 | 13781 | Northern States Power Co - Minnesota | 44.5441 | -96.3682 | TBD | Hendricks | MN | 56136 | Lincoln | MRO | MISO | Midcontinent Independent Transmission System Operator, Inc.. | Wind | Onshore Wind Turbine | 1 | BLZG1 | 200 | 200 | 200 | RE | Electric Utility | 345 | I | NSP. BSTAR1.WND | 100 | Vestas | 262 | [7 empty] | 2020
60505 | MISO | Crocker Wind Farm | 60290 | Crocker Wind Farm, LLC | 45.0515 | -97.8264 | 15024 404th Ave | Conde | SD | 57434 | Clark | MRO | MISO | Midcontinent Independent Transmission System Operator, Inc.. | Wind | Onshore Wind Turbine | 1 | CRCKR | 200 | 200 | 200 | NR | IPP Non-CHP | 345 | Q | WAUE.CRK1.CROCKER | 77 | GE | 295 | [7 empty] | 2019
60509 | WECC | Valley Center | 59462 | Heelstone Energy Holdings, LLC | 33.2503 | -117.0226 | 29465 Cole Grade Road | Valley Center | CA | 92082 | San Diego | WECC | CISO | California Independent System Operator | Solar | Solar Photovoltaic | 1 | PV1 | 2.3 | 2.3 | 2.3 | NR | IPP Non-CHP | 12.47 | Q |  |  |  |  | 3 | Y | [5 empty] | 2016
60510 | PJM | Two Mile Desert Project | 58871 | Citizens Enterprises Corporation | 36.22 | -76.46 | 180 Two Mile Desert Road | Hertford | NC | 27944 | Perquimans | SERC | PJM | PJM Interconnection, LLC | Solar | Solar Photovoltaic | 1 | PV1 | 16.2 | 16.2 | 16.2 | NR | IPP Non-CHP | 34.5 | Q |  |  |  |  | 21 | [6 empty] | 2019
60511 | WECC | Clear Spring Ranch PV Project | 60293 | DG Colorado Solar, LLC | 38.6021 | -104.6947 | 7383 Loren Lane | Fountain | CO | 80817 | El Paso | WECC | WACM | Western Area Power Administration - Rocky Mountain Region | Solar | Solar Photovoltaic | 1 | PV1 | 10 | 10 | 10 | NR | IPP Non-CHP | 12.5 | Q |  |  |  |  | 13.9 | Y | [5 empty] | 2016
60516 | WECC | NLP Granger | 59462 | Heelstone Energy Holdings, LLC | 33.2704 | -117.0588 | 30645 Mesa Crest Road | Valley Center | CA | 92082 | San Diego | WECC | CISO | California Independent System Operator | Solar | Solar Photovoltaic | 1 | PV1 | 3 | 3 | 3 | NR | IPP Non-CHP | 12.47 | Q |  |  |  |  | 3.9 | Y | [5 empty] | 2016
60517 | WECC | Hancock Creek Hydroelectric Project | 17470 | PUD No 1 of Snohomish County | 47.5722 | -121.6897 | 48000 North Lake Hancock RD SE | Snoqualmie | WA | 98065 | King | WECC | PSEI | Puget Sound Energy | Other | Conventional Hydroelectric | 1 | HY1 | 6 | 7 | 7 | RE | Electric Utility | 34.5 | P | [11 empty] | 2018
60519 | MISO | Albany Solar | 59380 | Enel Green Power NA, Inc. | 45.6413 | -94.5993 | 23505 360th St. | Albany | MN | 56307 | Stearns | MRO | MISO | Midcontinent Independent Transmission System Operator, Inc.. | Solar | Solar Photovoltaic | 1 | PV1 | 10 | 10 | 10 | NR | IPP Non-CHP | 12.5 | Q |  |  |  |  | 15.2 | Y | [5 empty] | 2016
60520 | MISO | Annandale Solar | 59380 | Enel Green Power NA, Inc. | 45.247 | -94.1069 | 6523 Klever Ave NW | Annandale | MN | 55302 | Wright | MRO | MISO | Midcontinent Independent Transmission System Operator, Inc.. | Solar | Solar Photovoltaic | 1 | PV1 | 6 | 6 | 6 | NR | IPP Non-CHP | 12.5 | Q |  |  |  |  | 9.1 | Y | [5 empty] | 2016
60521 | MISO | Atwater Solar | 59380 | Enel Green Power NA, Inc. | 45.1409 | -94.7697 | 19602 Hwy 12 NE (Pleasant Ave | Atwater | MN | 56209 | Kandiyohi | MRO | MISO | Midcontinent Independent Transmission System Operator, Inc.. | Solar | Solar Photovoltaic | 1 | PV1 | 4 | 4 | 4 | NR | IPP Non-CHP | 13.8 | Q |  |  |  |  | 5.9 | Y | [5 empty] | 2016
60522 | MISO | Chisago Solar | 59380 | Enel Green Power NA, Inc. | 45.4525 | -92.902 | 35002 Lincoln Rd | North Branch | MN | 55056 | Chisago | MRO | MISO | Midcontinent Independent Transmission System Operator, Inc.. | Solar | Solar Photovoltaic | 1 | PV1 | 6.5 | 6.5 | 6.5 | NR | IPP Non-CHP | 34.5 | Q |  |  |  |  | 9.6 | Y | [5 empty] | 2016
60523 | MISO | Dodge Center Solar | 59380 | Enel Green Power NA, Inc. | 44.026 | -92.8816 | 63539 180th Ave | Dodge Center | MN | 55927 | Dodge | MRO | MISO | Midcontinent Independent Transmission System Operator, Inc.. | Solar | Solar Photovoltaic | 1 | PV1 | 6.5 | 6.5 | 6.5 | NR | IPP Non-CHP | 12.5 | Q |  |  |  |  | 9.9 | Y | [5 empty] | 2016
60524 | MISO | Eastwood Solar | 59380 | Enel Green Power NA, Inc. | 44.1545 | -93.9166 | 21280 594th Ave | Mankato | MN | 56001 | Blue Earth | MRO | MISO | Midcontinent Independent Transmission System Operator, Inc.. | Solar | Solar Photovoltaic | 1 | PV1 | 5.5 | 5.5 | 5.5 | NR | IPP Non-CHP | 13.8 | Q |  |  |  |  | 8.2 | Y | [5 empty] | 2016
60525 | MISO | Hastings Solar | 59380 | Enel Green Power NA, Inc. | 44.7593 | -92.8249 | 13005 Norell Rd South | Hastings | MN | 55033 | Dakota | MRO | MISO | Midcontinent Independent Transmission System Operator, Inc.. | Solar | Solar Photovoltaic | 1 | PV1 | 4.5 | 4.5 | 4.5 | NR | IPP Non-CHP | 12.5 | Q |  |  |  |  | 6.8 | Y | [5 empty] | 2016
60526 | MISO | Lake Emily Solar | 59380 | Enel Green Power NA, Inc. | 44.3204 | -93.9032 | 31848 State Hwy 99 | St. Peter | MN | 56082 | Nicollet | MRO | MISO | Midcontinent Independent Transmission System Operator, Inc.. | Solar | Solar Photovoltaic | 1 | PV1 | 4.5 | 4.5 | 4.5 | NR | IPP Non-CHP | 13.8 | Q |  |  |  |  | 6.6 | Y | [5 empty] | 2016
60527 | MISO | Lake Pulaski Solar | 59380 | Enel Green Power NA, Inc. | 45.1959 | -93.8121 | 3013 Eaken Ave NE | Buffalo | MN | 55074 | Wright | MRO | MISO | Midcontinent Independent Transmission System Operator, Inc.. | Solar | Solar Photovoltaic | 1 | PV1 | 7.5 | 7.5 | 7.5 | NR | IPP Non-CHP | 34.5 | Q |  |  |  |  | 10.9 | Y | [5 empty] | 2016
60528 | MISO | Lawrence Creek Solar | 59380 | Enel Green Power NA, Inc. | 45.4013 | -92.6937 | 20264 310th St | Shafer | MN | 55074 | Chisago | MRO | MISO | Midcontinent Independent Transmission System Operator, Inc.. | Solar | Solar Photovoltaic | 1 | PV1 | 3.5 | 3.5 | 3.5 | NR | IPP Non-CHP | 34.5 | Q |  |  |  |  | 5.3 | Y | [5 empty] | 2016
60529 | MISO | Montrose Solar | 59380 | Enel Green Power NA, Inc. | 45.0556 | -93.9228 | 6500 Bishop Ave SW | Montrose | MN | 55363 | Wright | MRO | MISO | Midcontinent Independent Transmission System Operator, Inc.. | Solar | Solar Photovoltaic | 1 | PV1 | 3.5 | 3.5 | 3.5 | NR | IPP Non-CHP | 12.5 | Q |  |  |  |  | 5 | Y | [5 empty] | 2016
60530 | MISO | Paynesville Solar | 59380 | Enel Green Power NA, Inc. | 45.3929 | -94.7212 | 29572 185th St | Paynesville | MN | 56362 | Stearns | MRO | MISO | Midcontinent Independent Transmission System Operator, Inc.. | Solar | Solar Photovoltaic | 1 | PV1 | 10 | 10 | 10 | NR | IPP Non-CHP | 34.5 | Q |  |  |  |  | 15.2 | Y | [5 empty] | 2016
60531 | MISO | Pine Island Solar | 59380 | Enel Green Power NA, Inc. | 44.2066 | -92.6636 | 855 511th St NW | Pine Island | MN | 55963 | Goodhue | MRO | MISO | Midcontinent Independent Transmission System Operator, Inc.. | Solar | Solar Photovoltaic | 1 | PV1 | 4 | 4 | 4 | NR | IPP Non-CHP | 12.5 | Q |  |  |  |  | 6.5 | Y | [5 empty] | 2016
60532 | MISO | Waseca Solar | 59380 | Enel Green Power NA, Inc. | 44.0924 | -93.531 | 36475 Lake St | Waseca | MN | 55963 | Waseca | MRO | MISO | Midcontinent Independent Transmission System Operator, Inc.. | Solar | Solar Photovoltaic | 1 | PV1 | 10 | 10 | 10 | NR | IPP Non-CHP | 23.9 | Q |  |  |  |  | 15.9 | Y | [5 empty] | 2016
60533 | MISO | West Faribault Solar | 59380 | Enel Green Power NA, Inc. | 44.2749 | -93.3106 | 21756 Bagley Ave | Faribault | MN | 55021 | Rice | MRO | MISO | Midcontinent Independent Transmission System Operator, Inc.. | Solar | Solar Photovoltaic | 1 | PV1 | 5.5 | 5.5 | 5.5 | NR | IPP Non-CHP | 13.8 | Q |  |  |  |  | 7.9 | Y | [5 empty] | 2016
60534 | MISO | West Waconia Solar | 59380 | Enel Green Power NA, Inc. | 44.7899 | -93.9013 | 14900 118th St | Norwood Young America | MN | 55397 | Carver | MRO | MISO | Midcontinent Independent Transmission System Operator, Inc.. | Solar | Solar Photovoltaic | 1 | PV1 | 8.5 | 8.5 | 8.5 | NR | IPP Non-CHP | 34.5 | Q |  |  |  |  | 12.2 | Y | [5 empty] | 2016
60536 | SPP | UA Central Utility Plant | 60295 | University Of Arkansas | 36.0663 | -94.1723 | 845 W Dickson St | Fayetteville | AR | 72701 | Washington | SERC | SWPP | Southwest Power Pool | Natural Gas | Natural Gas Fired Combustion Turbine | 1 | TRBN1 | 5.6 | 5.2 | 5.2 | NR | Commercial CHP | 12.47 | COM | [11 empty] | 2016
60541 | MISO | Wind GEM | 60302 | Wind GEM, LLC | 41.47 | -94.3394 | 1235 Trenton Ave | Stuart | IA | 50250 | Adair | MRO | MISO | Midcontinent Independent Transmission System Operator, Inc.. | Wind | Onshore Wind Turbine | 1 | WT1 | 1.9 | 1.9 | 1.9 | NR | IPP Non-CHP | 12.47 | Q |  | 1 | GE | 265 | [7 empty] | 2015
60545 | SPP | Grant Plains Wind, LLC | 17650 | Southern Power Co | 36.9708 | -97.7053 | 99644 Logan Rd. | Medford | OK | 73759 | Grant | MRO | SWPP | Southwest Power Pool | Wind | Onshore Wind Turbine | 1 | WT | 147.2 | 147 | 147 | NR | IPP Non-CHP | 345 | I |  | 64 | Siemens | 262.4 | [7 empty] | 2016
60548 | WECC | NorWest Energy 2, LLC | 61060 | Cypress Creek Renewables | 44.068 | -121.2284 | 21850 Neff Rd. | Bend | OR | 97701 | Deschutes | WECC | PACW | PacifiCorp - West | Solar | Solar Photovoltaic | 1 | PV1 | 9.9 | 9.9 | 9.9 | NR | IPP Non-CHP | 12.5 | Q |  |  |  |  | 14 | Y | [5 empty] | 2016
60551 | PJM | Big Level Wind | 60328 | Big Level Wind LLC | 41.8693 | -77.6659 | 259 South String Trail | Hector Township | PA | 16943 | Potter | RFC | PJM | PJM Interconnection, LLC | Wind | Onshore Wind Turbine | 1 | BLW01 | 90 | 90 | 90 | NR | IPP Non-CHP | 115 | Q |  | 25 | GE | 430 | [7 empty] | 2019
60558 | WECC | Solar Blythe 2 | 60307 | NRG Solar Blythe II LLC | 33.6187 | -114.6962 | NRG Solar Blythe II LLC | Blythe | CA | 92225 | Riverside | WECC | CISO | California Independent System Operator | Solar | Solar Photovoltaic | 1 | PV1 | 20 | 20 | 20 | NR | IPP Non-CHP | 66 | Q |  |  |  |  | 27 | Y | [5 empty] | 2017
60559 | MISO | Marquette Energy Center | 11701 | City of Marquette - (MI) | 46.566 | -87.4372 | 2200 Wright Street | Marquette | MI | 49855 | Marquette | RFC | MISO | Midcontinent Independent Transmission System Operator, Inc.. | Natural Gas | Natural Gas Internal Combustion Engine | 3 | MEC1; MEC2; MEC3 | 51.3 | 50.1 | 50.1 | RE | Electric Utility | 69 | M | WEC.MARQ | [10 empty] | 2017
60564 | MISO | Westside Energy Station | 16181 | Rochester Public Utilities | 44.039 | -92.5519 | 5846 19th St. NW | Rochester | MN | 55901 | Olmsted | MRO | MISO | Midcontinent Independent Transmission System Operator, Inc.. | Natural Gas | Natural Gas Internal Combustion Engine | 5 | WES1; WES2; WES3; WES4; WES5 | 46.5 | 46.5 | 46.5 | RE | Electric Utility | 16.1 | M | SMP.WES.RPU | [10 empty] | 2018
60565 | WECC | Borrego Springs Energy Storage | 60336 | SDGE Batteries | 33.2701 | -116.3496 | 2100 Borrego Valley Road | Borrego Springs | CA | 92004 | San Diego | WECC | CISO | California Independent System Operator | Battery | Batteries | 2 | SES1; SES2 | 1.5 | 1.5 | 1.5 | RE | Electric Utility | 12 | I | [7 empty] | 4.5 | 1.5 | 1.5 | LIB | 2012
60566 | WECC | Pala Energy Storage Yard | 60336 | SDGE Batteries | 33.3565 | -117.1136 | HWY 76 & Pala Del Norte | Pala | CA | 92059 | San Diego | WECC | CISO | California Independent System Operator | Battery | Batteries | 1 | SES2 | 1 | 1 | 1 | RE | Electric Utility | 12 | I | [7 empty] | 2 | 1 | 1 | LIB | 2015
60567 | WECC | Ortega Highway Energy Storage | 60336 | SDGE Batteries | 33.5621 | -117.5438 | 33608 Ortega Highway | San Juan Capistrano | CA | 92675 | Orange | WECC | CISO | California Independent System Operator | Battery | Batteries | 2 | SES1; SES2 | 2 | 2 | 2 | RE | Electric Utility | 12 | I | [7 empty] | 6 | 2 | 2 | LIB | 2015
60568 | WECC | Canyon Crest Academy | 60336 | SDGE Batteries | 32.9591 | -117.1916 | 5951 Village Center Loop Road | San Diego | CA | 92130 | San Diego | WECC | CISO | California Independent System Operator | Battery | Batteries | 1 | SES | 1 | 1 | 1 | RE | Electric Utility | 12 | I | [7 empty] | 3 | 1 | 1 | LIB | 2014
60569 | WECC | El Cajon Energy Storage | 16609 | San Diego Gas & Electric Co | 32.8115 | -117.0505 | 904 W Main St | El Cajon | CA | 92020 | San Diego | WECC | CISO | California Independent System Operator | Battery | Batteries | 1 | SES | 7.5 | 7.5 | 7.5 | RE | Electric Utility | 12.5 | I | [7 empty] | 30 | 7.5 | 7.5 | LIB | 2017
60570 | WECC | Escondido Energy Storage | 16609 | San Diego Gas & Electric Co | 33.1244 | -117.1143 | 571 Enterprise Street | San Diego | CA | 92029 | San Diego | WECC | CISO | California Independent System Operator | Battery | Batteries | 1 | SES | 30 | 30 | 30 | RE | Electric Utility | 12.5 | I | [7 empty] | 120 | 30 | 30 | LIB | 2017
60571 | WECC | North City - Landfill Gas Engine North | 16764 | City of San Diego | 32.8778 | -117.1978 | 4949 Eastgate Mall | San Diego | CA | 92121 | San Diego | WECC | CISO | California Independent System Operator | Other | Landfill Gas | 1 | NCEP | 1.6 | 1.4 | 1.5 | NR | Commercial Non-CHP | 4.16 | M | [11 empty] | 2013
60572 | WECC | White Wing Solar | 50123 | Leeward Asset Management, LLC | 32.9941 | -113.5088 | Intersection of Ave 66E and Co | Yuma | AZ | 85364 | Yuma | WECC | CISO | California Independent System Operator | Solar | Solar Photovoltaic | 1 | GEN01 | 179 | 179 | 179 | NR | IPP Non-CHP | 500 | Q |  |  |  |  | 226.31 | Y | N |  |  |  |  | 2024
60573 | MISO | HQC Rock River Solar Power Gen Station | 60338 | HQC Rock River Solar Power Generation Station LLC | 42.5788 | -89.033 | 827 West B-R Town Line Road | Beloit | WI | 53511 | Rock | MRO | MISO | Midcontinent Independent Transmission System Operator, Inc.. | Solar | Solar Photovoltaic | 1 | PV1 | 2.1 | 2.1 | 2.1 | NR | IPP Non-CHP | 4.16 | Q |  |  |  |  | 2.2 | Y | [5 empty] | 2016
60574 | SPP | Great Western Wind Energy, LLC | 57170 | EDF Renewable Asset Holdings, Inc. | 36.1665 | -99.596 | 59165 S County Road 191 | Arnett | OK | 73832 | Ellis | MRO | SWPP | Southwest Power Pool | Wind | Onshore Wind Turbine | 1 | GEN1 | 225 | 225 | 225 | NR | IPP Non-CHP | 345 | Q |  | 93 | Vestas | 264 | [7 empty] | 2016
60584 | PJM | Oceana Solar | 19876 | Virginia Electric & Power Co | 36.7898 | -76.0514 | Hornet Drive | Virginia Beach | VA | 23453 | Virginia Beach City | SERC | PJM | PJM Interconnection, LLC | Solar | Solar Photovoltaic | 1 | 01 | 17.6 | 17.6 | 17.6 | RE | Electric Utility | 34.5 | I |  |  |  |  | 21.1 | Y | [5 empty] | 2017
60587 | PJM | Kelly Creek Wind Project | 57170 | EDF Renewable Asset Holdings, Inc. | 40.9675 | -88.1975 | 1456 E 3900N Rd | Cabery | IL | 60919 | Ford | RFC | PJM | PJM Interconnection, LLC | Wind | Onshore Wind Turbine | 1 | WND1 | 184 | 184 | 184 | NR | IPP Non-CHP | 138 | Q |  | 92 | Vestas | 262.5 | [7 empty] | 2016
60589 | PJM | CPV Fairview Energy Center | 60350 | CPV Fairview, LLC | 40.412 | -78.855 | 2862 William Penn Avenue | Johnstown | PA | 15909 | Cambria | RFC | PJM | PJM Interconnection, LLC | Natural Gas | Natural Gas Fired Combined Cycle | 3 | GEN1; GEN2; GEN3 | 1197 | 1071.7 | 1090.6 | NR | IPP Non-CHP | 500 | Q | Fairvwec | [10 empty] | 2019
60590 | WECC | Golden Fields Solar I, LLC | 61944 | MN8 Energy LLC | 34.839 | -118.3868 | Holiday Ave and 150th St. W | Rosamond | CA | 93560 | Kern | WECC | CISO | California Independent System Operator | Solar | Solar Photovoltaic | 1 | RS1 | 54 | 54 | 54 | NR | IPP Non-CHP | 220 | Q |  |  |  |  | 67.4 | Y | [5 empty] | 2016
60591 | WECC | Solar Star California, XLI, LLC | 61944 | MN8 Energy LLC | 34.839 | -118.3868 | Holiday Ave and 150th St. W | Rosamond | CA | 93560 | Kern | WECC | CISO | California Independent System Operator | Solar | Solar Photovoltaic | 1 | RS1 | 54 | 54 | 54 | NR | IPP Non-CHP | 220 | Q |  |  |  |  | 67.4 | Y | [5 empty] | 2016
60592 | SPP | Rush Springs Wind | 60819 | Rush Springs Wind Project | 34.6829 | -97.8293 | 1579 County Rd 1600 | Marlow | OK | 73055 | Stephens | MRO | SWPP | Southwest Power Pool | Wind | Onshore Wind Turbine | 1 | WT1 | 249.9 | 249.9 | 249.9 | NR | IPP Non-CHP | 345 | Q |  | 119 | GE | 265 | [7 empty] | 2016
60594 | WECC | Voyager Wind I | 2770 | Terra-Gen Operating Co-Wind | 35.0461 | -118.2827 | 7021 Oak Creek Road | Mojave | CA | 93501 | Kern | WECC | CISO | California Independent System Operator | Wind | Onshore Wind Turbine | 1 | VYGR1 | 131.1 | 131.1 | 131.1 | NR | IPP Non-CHP | 230 | Q |  | 38 | Vestas | 275 | [7 empty] | 2019
60603 | WECC | Jacobson 5 MW Solar | 19728 | UNS Electric, Inc | 35.3045 | -114.0118 | 2924 E. CALLE BLANCA | Kingman | AZ | 85409 | Mohave | WECC | TEPC | Tucson Electric Power Company | Solar | Solar Photovoltaic | 1 | PV1 | 4.4 | 4.4 | 4.4 | RE | Electric Utility | 12.47 | I |  |  |  |  | 5 | [6 empty] | 2017
60604 | PJM | Wye Mills VNEM CSG | 57313 | Tesla Inc. | 38.9404 | -76.0457 | 29500 Queen Anne Hwy | Queen Anne | MD | 21657 | Queen Annes | RFC | PJM | PJM Interconnection, LLC | Solar | Solar Photovoltaic | 1 | PV1 | 10 | 10 | 10 | NR | IPP Non-CHP | 1 | Q |  |  |  |  | 13.7 | [6 empty] | 2016
60610 | MISO | St. Mary Clean Energy Center | 3265 | Cleco Power LLC | 29.6846 | -91.4706 | 155 Power Island Lane | Centerville | LA | 70522 | St Mary | SERC | MISO | Midcontinent Independent Transmission System Operator, Inc.. | Other | All Other | 1 | 1 | 50.9 | 41.1 | 41.1 | RE | Electric Utility | 34.5 | I | [11 empty] | 2019
60611 | PJM | Summit Farms Solar | 58468 | Dominion Renewable Energy | 36.4765 | -76.136 | 1374 Caratoke Highway | Moyock | NC | 27958 | Currituck | SERC | PJM | PJM Interconnection, LLC | Solar | Solar Photovoltaic | 1 | PV1 | 62.4 | 62.4 | 62.4 | NR | IPP Non-CHP | 230 | I | MOYOCK 34.5 KV SUMMITSP |  |  |  | 83.5 | Y | [5 empty] | 2017
60616 | WECC | BC Solar | 60358 | BC Solar | 42.175 | -120.3598 | 95882 Stock Drive Ln. | Lakeview | OR | 97630 | Lake | WECC | PACW | PacifiCorp - West | Solar | Solar Photovoltaic | 1 | BCSLR | 8 | 8 | 8 | NR | IPP Non-CHP | 12.47 | Q |  |  |  |  | 10.5 | Y | [5 empty] | 2016
60619 | WECC | Rush Creek Wind | 15466 | Public Service Co of Colorado | 39.1721 | -103.8454 | 43820 County Rd 86 | Matheson | CO | 80830 | Elbert | WECC | PSCO | Public Service Company of Colorado | Wind | Onshore Wind Turbine | 1 | GEN1 | 600 | 582.3 | 582.3 | RE | Electric Utility | 345 | I |  | 300 | Vestas | 262 | [7 empty] | 2018
60620 | SPP | Ninnescah Wind Energy, LLC | 60364 | Ninnescah Wind Energy LLC | 37.5867 | -98.5793 | 18950 SW 60th Street | Cunningham | KS | 67035 | Pratt | MRO | SWPP | Southwest Power Pool | Wind | Onshore Wind Turbine | 1 | NSW | 208.3 | 208.3 | 208.3 | NR | IPP Non-CHP | 345 | Q |  | 121 | GE | 280 | [7 empty] | 2016
60622 | PJM | DG AMP Solar Bowling Green | 60370 | DG AMP Solar, LLC | 41.396 | -83.582 | 16520 Carter Rd. | Bowling Green | OH | 43402 | Wood | RFC | PJM | PJM Interconnection, LLC | Solar | Solar Photovoltaic | 1 | AMPBG | 20 | 20 | 20 | NR | IPP Non-CHP | 69 | Q |  |  |  |  | 28.5 | Y | [5 empty] | 2017
60631 | MISO | Empire Solar | 61060 | Cypress Creek Renewables | 44.6644 | -93.1088 | 2540 West 197th St. | Farmington | MN | 55024 | Dakota | MRO | MISO | Midcontinent Independent Transmission System Operator, Inc.. | Solar | Solar Photovoltaic | 1 | PV1 | 5 | 5 | 5 | NR | IPP Non-CHP | 13.8 | Q |  |  |  |  | 7 | [6 empty] | 2016
60632 | MISO | Blue Lake Solar | 61060 | Cypress Creek Renewables | 44.7964 | -93.4296 | 6957 County Road 101 E | Shakopee | MN | 55379 | Scott | MRO | MISO | Midcontinent Independent Transmission System Operator, Inc.. | Solar | Solar Photovoltaic | 1 | PV1 | 3 | 3 | 3 | NR | IPP Non-CHP | 13.8 | Q |  |  |  |  | 3.9 | [6 empty] | 2016
60637 | PJM | Cork Oak Solar | 60380 | Cork Oak Solar, LLC | 36.371 | -77.571 | 3893 Hwy 301 | Halifax | NC | 27839 | Halifax | SERC | PJM | PJM Interconnection, LLC | Solar | Solar Photovoltaic | 1 | NC160 | 20 | 20 | 20 | NR | IPP Non-CHP | 34.5 | Q |  |  |  |  | 26.2 | Y | [5 empty] | 2017
60638 | PJM | Sunflower Solar | 60381 | Sunflower Solar, LLC | 36.395 | -77.593 | 2439 Highway 301 | Halifax | NC | 27839 | Halifax | SERC | PJM | PJM Interconnection, LLC | Solar | Solar Photovoltaic | 1 | NC160 | 16 | 16 | 16 | NR | IPP Non-CHP | 34.5 | Q |  |  |  |  | 21 | Y | [5 empty] | 2017
60639 | SPP | Kingman Wind | 60371 | Kingman Wind Energy, LLC | 37.5867 | -98.5793 | 18950 SW 60th Street | Cunningham | KS | 67035 | Pratt | MRO | SWPP | Southwest Power Pool | Wind | Onshore Wind Turbine | 2 | KMW1; KMW2 | 214.8 | 200 | 200 | NR | IPP Non-CHP | 345 | Q |  | 120 | GE | 280 | [7 empty] | 2016
60641 | WECC | Henrietta D Energy Storage LLC | 61978 | Convergent Energy and Power LP | 36.2289 | -119.9047 | 16885 25th Ave. | Lemoore | CA | 93245 | Kings | WECC | CISO | California Independent System Operator | Battery | Batteries | 1 | HDES1 | 10 | 10 | 10 | NR | IPP Non-CHP | 12 | Q | HENRTA_6_HDEBT1 | [6 empty] | 40 | 10 | 10 | LIB | 2021
60647 | MISO | Shakopee Energy Park | 12667 | Minnesota Municipal Power Agny | 44.7836 | -93.4811 | 3030 Vierling Dr. E | Shakopee | MN | 55379 | Scott | MRO | MISO | Midcontinent Independent Transmission System Operator, Inc.. | Natural Gas | Natural Gas Internal Combustion Engine | 5 | SQA01; SQA02; SQA03; SQA04; SQA05 | 46.5 | 46.5 | 46.5 | RE | Electric Utility | 13.8 | P | [11 empty] | 2017
60652 | MISO | Dickinson Solar Array | 7570 | Great River Energy | 45.1144 | -93.8138 | 2641 Deadrick Ave SE | Buffalo | MN | 55313 | Wright | MRO | MISO | Midcontinent Independent Transmission System Operator, Inc.. | Solar | Solar Photovoltaic | 1 | PV1 | 2.3 | 2.3 | 2.3 | RE | Electric Utility | 12.47 | C |  |  |  |  | 2.6 | [6 empty] | 2016
60654 | WECC | Townsite Solar Project Hybrid | 60387 | Townsite Solar, LLC | 35.9373 | -114.884 | TBD | Boulder City | NV | 89005 | Clark | WECC | WALC | Western Area Power Administration - Desert Southwest Region | Mixed | Solar Photovoltaic; Batteries | 2 | GEN01; GEN02 | 270 | 250 | 220 | NR | IPP Non-CHP | 230 | Q |  |  |  |  | 232 | Y |  | 360 | 90 | 90 | LIB | 2021
60655 | SPP | Rock Creek Wind Project | 59380 | Enel Green Power NA, Inc. | 40.4 | -95.2 | 19703 X Avenue Tarkio | Tarkio | MO | 64491 | Atchison | MRO | SWPP | Southwest Power Pool | Wind | Onshore Wind Turbine | 1 | WT1 | 300 | 300 | 300 | NR | IPP Non-CHP | 345 | Q |  | 150 | Vestas | 360 | [7 empty] | 2017
60656 | PJM | McHenry Battery Storage | 65549 | McHenry Battery Storage | 42.3314 | -88.2744 | 302 North Front St | McHenry | IL | 60050 | McHenry | SERC | PJM | PJM Interconnection, LLC | Battery | Batteries | 1 | MCH1 | 20 | 20 | 20 | NR | IPP Non-CHP | 35.5 | Q | 193 MCHE34.5 KV L7544 | [6 empty] | 7.8 | 19.8 | 19.8 | LIB | 2016
60660 | PJM | Willey Battery Utility | 60394 | Willey Battery Utility, LLC | 39.2877 | -84.6803 | 7303 Wiley Rd | Hamilton | OH | 45013 | Hamilton | RFC | PJM | PJM Interconnection, LLC | Battery | Batteries | 1 | WBU | 6 | 6 | 6 | NR | IPP Non-CHP | 34.5 | Q | [7 empty] | 2 | 6 | 6 | LIB | 2016 | 2025
60661 | WECC | Mira Loma Energy Storage Facility | 17609 | Southern California Edison Co | 34.0061 | -117.5609 | 13568 Milliken Ave | Ontario | CA | 91761 | San Bernardino | WECC | CISO | California Independent System Operator | Battery | Batteries | 2 | 013A; 013B | 20 | 20 | 20 | RE | Electric Utility | 12 | I | [7 empty] | 80 | 20 | 20 | LIB | 2016
60662 | PJM | Archdiocese of Baltimore J | 61419 | Luminace Solar MC, LLC | 39.445 | -76.217 | 800 Chelsea Road | Perryman | MD | 21130 | Harford | RFC | PJM | PJM Interconnection, LLC | Solar | Solar Photovoltaic | 1 | PV1 | 2 | 2 | 2 | NR | IPP Non-CHP | 34 | Q |  |  |  |  | 2.7 | [6 empty] | 2015
60663 | PJM | Archdiocese of Baltimore L | 61419 | Luminace Solar MC, LLC | 39.445 | -76.217 | 800 Chelsea Road | Perryman | MD | 21130 | Harford | RFC | PJM | PJM Interconnection, LLC | Solar | Solar Photovoltaic | 1 | PV1 | 2 | 2 | 2 | NR | IPP Non-CHP | 13.2 | Q |  |  |  |  | 2.7 | [6 empty] | 2015
60664 | PJM | Baltimore City B | 61419 | Luminace Solar MC, LLC | 39.436 | -76.22 | 800 Chelsea Road | Perryman | MD | 21130 | Harford | RFC | PJM | PJM Interconnection, LLC | Solar | Solar Photovoltaic | 1 | PV1 | 2 | 2 | 2 | NR | IPP Non-CHP | 34 | Q |  |  |  |  | 2.5 | [6 empty] | 2015
60665 | PJM | Baltimore City D | 61419 | Luminace Solar MC, LLC | 39.436 | -76.22 | 800 Chelsea Road | Perryman | MD | 21130 | Harford | RFC | PJM | PJM Interconnection, LLC | Solar | Solar Photovoltaic | 1 | PV1 | 2 | 2 | 2 | NR | IPP Non-CHP | 34 | Q |  |  |  |  | 2.5 | [6 empty] | 2015
60666 | PJM | Baltimore City F | 61419 | Luminace Solar MC, LLC | 39.436 | -76.22 | 800 Chelsea Road | Perryman | MD | 21130 | Harford | RFC | PJM | PJM Interconnection, LLC | Solar | Solar Photovoltaic | 1 | PV1 | 2 | 2 | 2 | NR | IPP Non-CHP | 34 | Q |  |  |  |  | 2.5 | [6 empty] | 2015
60667 | PJM | Baltimore City G | 61419 | Luminace Solar MC, LLC | 39.436 | -76.22 | 800 Chelsea Road | Perryman | MD | 21130 | Harford | RFC | PJM | PJM Interconnection, LLC | Solar | Solar Photovoltaic | 1 | PV1 | 2 | 2 | 2 | NR | IPP Non-CHP | 34 | Q |  |  |  |  | 2.5 | [6 empty] | 2015
60668 | PJM | City of Havre De Grace C | 61419 | Luminace Solar MC, LLC | 39.436 | -76.22 | 800 Chelsea Road | Perryman | MD | 21130 | Harford | RFC | PJM | PJM Interconnection, LLC | Solar | Solar Photovoltaic | 1 | PV1 | 2 | 2 | 2 | NR | IPP Non-CHP | 34 | Q |  |  |  |  | 2.7 | [6 empty] | 2015
60669 | PJM | Sod Run WTP A | 61419 | Luminace Solar MC, LLC | 39.436 | -76.22 | 800 Chelsea Road | Perryman | MD | 21130 | Harford | RFC | PJM | PJM Interconnection, LLC | Solar | Solar Photovoltaic | 1 | PV1 | 2 | 2 | 2 | NR | IPP Non-CHP | 34 | Q |  |  |  |  | 2.7 | [6 empty] | 2015
60672 | SPP | Osborn Wind Energy | 60397 | Osborn Wind Energy LLC | 39.7477 | -94.4735 | 4842 SW State Road N | Stewartsville | MO | 64490 | DeKalb | MRO | SWPP | Southwest Power Pool | Wind | Onshore Wind Turbine | 1 | GEN1 | 200.9 | 195.8 | 195.8 | NR | IPP Non-CHP | 345 | Q |  | 97 | GE | 301 | [7 empty] | 2016
60673 | SPP | Nixa Solar, LLC | 12670 | Missouri Jnt Muni.Pwr Elec. Ut. Comm. | 37.0439 | -93.339 | 1565 Mt Vernon St | Nixa | MO | 65741 | Christian | SERC | SWPP | Southwest Power Pool | Solar | Solar Photovoltaic | 1 | NIXA | 7.9 | 7.9 | 7.9 | NR | IPP Non-CHP | 12.47 | P | Unkown |  |  |  | 11.2 | [6 empty] | 2017
60678 | WECC | San Joaquin Solar | 60399 | GASNA 6P, LLC | 36.527 | -120.149 | SE Corner of W. Kamm Ave & S. | Helm | CA | 93627 | Fresno | WECC | CISO | California Independent System Operator | Solar | Solar Photovoltaic | 2 | SJ1A; SJ1B | 21.3 | 20 | 20 | NR | IPP Non-CHP | 70 | Q |  |  |  |  | 25.2 | Y | [5 empty] | 2018
60681 | PJM | Annapolis Solar Park, LLC | 61827 | Annapolis Solar Park, LLC | 38.9921 | -76.5738 | 470 Defense Highway | Annapolis | MD | 21401 | Anne Arundel | RFC | PJM | PJM Interconnection, LLC | Solar | Solar Photovoltaic | 1 | ASP12 | 12 | 12 | 12 | NR | IPP Non-CHP | 13.2 | Q |  |  |  |  | 18 | [6 empty] | 2018
60684 | WECC | Amphitheater High School Solar | 60404 | Luminace Solar Arizona 2, LLC | 32.269 | -110.975 | 125 West Yavapai Road | Tucson | AZ | 85705 | Pima | WECC | TEPC | Tucson Electric Power Company | Solar | Solar Photovoltaic | 1 | AHS1 | 1 | 1 | 1 | NR | IPP Non-CHP | 13.8 | Q |  |  |  |  | 1.2 | [6 empty] | 2016
60685 | WECC | Canyon Del Oro High School Solar | 60404 | Luminace Solar Arizona 2, LLC | 32.374 | -110.974 | 25 West Calle Concordia | Oro Valley | AZ | 85704 | Pima | WECC | TEPC | Tucson Electric Power Company | Solar | Solar Photovoltaic | 2 | CDO1; CDO4 | 1.6 | 1.2 | 1.2 | NR | IPP Non-CHP | 13.8 | Q |  |  |  |  | 2.7 | [6 empty] | 2016
60686 | MISO | Pierre Solar | 60408 | Pierre Solar | 44.3888 | -100.307 | 1744 North Airport Road | Pierre | SD | 57501 | Hughes | MRO | MISO | Midcontinent Independent Transmission System Operator, Inc.. | Solar | Solar Photovoltaic | 1 | PIERS | 1 | 1 | 1 | NR | IPP Non-CHP | 12.47 | Q |  |  |  |  | 1.3 | [6 empty] | 2016
60687 | SPP | Cimarron Bend Wind Project I, LLC | 60406 | Cimarron Bend Wind Project I, LLC | 37.355 | -99.991 | 742 County Road H | Minneola | KS | 67831 | Clark | MRO | SWPP | Southwest Power Pool | Wind | Onshore Wind Turbine | 1 | 1 | 200 | 200 | 200 | NR | IPP Non-CHP | 345 | Q |  | 100 | Vestas | 262 | [7 empty] | 2016
60688 | SPP | Cimarron Bend Wind Project II, LLC | 60407 | Cimarron Bend Wind Project II, LLC | 37.355 | -99.991 | 742 County Road H | Minneola | KS | 67831 | Clark | MRO | SWPP | Southwest Power Pool | Wind | Onshore Wind Turbine | 1 | 1 | 200 | 200 | 200 | NR | IPP Non-CHP | 345 | Q |  | 100 | Vestas | 328 | [7 empty] | 2017
60689 | SPP | Western Plains Wind Farm | 22500 | Evergy Kansas Central, Inc | 37.8548 | -99.6798 | 10400 130 Road | Spearville | KS | 67863 | Ford | MRO | SWPP | Southwest Power Pool | Wind | Onshore Wind Turbine | 1 | 1 | 280.6 | 280.6 | 280.6 | RE | Electric Utility | 345 | I | WR.WPW | 122 | Siemens | 262.5 | [7 empty] | 2017
60694 | MISO | WakeSun LLC | 60970 | SunShare Management | 45.4729 | -94.4064 | 14452 Greystone Road | Cold Spring | MN | 56320 | Stearns | MRO | MISO | Midcontinent Independent Transmission System Operator, Inc.. | Solar | Solar Photovoltaic | 3 | MLC27; MLC28; MLC29 | 3 | 3 | 3 | NR | IPP Non-CHP | 13.8 | Q |  |  |  |  | 4.1 | [6 empty] | 2017
60695 | MISO | BentonSun LLC | 60970 | SunShare Management | 44.7662 | -93.8579 | 13185 Hwy 212 | Norwood Young America | MN | 55368 | Carver | MRO | MISO | Midcontinent Independent Transmission System Operator, Inc.. | Solar | Solar Photovoltaic | 5 | MLC17; MLC18; MLC19; MLC20; MLC21 | 5 | 5 | 5 | NR | IPP Non-CHP | 34.5 | Q |  |  |  |  | 6.9 | N | [5 empty] | 2016
60696 | WECC | Nodal Power | 59370 | ENERGYneering Solutions, Inc | 31.8111 | -106.5933 | TBD | Sunland Park | NM | 88063 | Dona Ana | WECC | EPE | El Paso Electric Company | Other | Landfill Gas | 2 | 1; 2 | 3.2 | 3.2 | 3.2 | NR | IPP Non-CHP | 13.8 | Q | [11 empty] | 2008
60698 | WECC | Stanton Energy Reliability Center Hybrid | 20323 | Wellhead Services, Inc | 33.8068 | -117.9858 | 10711 Dale Avenue | Stanton | CA | 90680 | Orange | WECC | CISO | California Independent System Operator | Mixed | Batteries; Natural Gas Fired Combustion Turbine | 4 | BESS1; BESS2; GT1; GT2 | 161 | 161 | 161 | NR | IPP Non-CHP | 66 | Q | [7 empty] | 9 | 20 | 20 | LIB | 2020
60704 | SPP | Trenton Solar Farm (MO) | 12670 | Missouri Jnt Muni.Pwr Elec. Ut. Comm. | 40.1155 | -93.6122 | 320 NW 10th Ave | Trenton | MO | 64683 | Grundy | SERC | SWPP | Southwest Power Pool | Solar | Solar Photovoltaic | 1 | TSF1 | 2.8 | 2.8 | 2.8 | NR | IPP Non-CHP | 13.2 | P |  |  |  |  | 3.3 | [6 empty] | 2015
60705 | SPP | Rolla Solar Farm (MO) | 12670 | Missouri Jnt Muni.Pwr Elec. Ut. Comm. | 37.9853 | -91.7169 | 2301 Brewer Drive | Rolla | MO | 65401 | Phelps | SERC | SWPP | Southwest Power Pool | Solar | Solar Photovoltaic | 1 | RSF1 | 2.8 | 2.8 | 2.8 | NR | IPP Non-CHP | 12.47 | P |  |  |  |  | 3.2 | [6 empty] | 2016
60706 | SPP | Waynesville Solar Farm (MO) | 12670 | Missouri Jnt Muni.Pwr Elec. Ut. Comm. | 37.8041 | -92.2535 | 24702 17-706E | Waynesville | MO | 65583 | Pulaski | SERC | SWPP | Southwest Power Pool | Solar | Solar Photovoltaic | 1 | WSF1 | 2.8 | 2.8 | 2.8 | NR | IPP Non-CHP | 12.47 | P |  |  |  |  | 3.2 | [6 empty] | 2016
60707 | SPP | Marshall Solar Farm (MO) | 12670 | Missouri Jnt Muni.Pwr Elec. Ut. Comm. | 39.0948 | -93.2104 | 941 West Fairground Road | Marshall | MO | 65340 | Saline | SERC | SWPP | Southwest Power Pool | Solar | Solar Photovoltaic | 1 | MMSF1 | 2.8 | 2.8 | 2.8 | NR | IPP Non-CHP | 13.2 | P |  |  |  |  | 3.2 | [6 empty] | 2016
60708 | PJM | Havre de Grace II - E at Perryman | 61419 | Luminace Solar MC, LLC | 39.436 | -76.22 | 800 Chelsea Road | Perryman | MD | 21130 | Harford | RFC | PJM | PJM Interconnection, LLC | Solar | Solar Photovoltaic | 1 | PV1 | 1.4 | 1.4 | 1.4 | NR | IPP Non-CHP | 34 | Q |  |  |  |  | 1.5 | [6 empty] | 2016
60709 | PJM | IFF Hazlet | 61944 | MN8 Energy LLC | 40.4382 | -74.1601 | 650 Route 36 | Hazlet | NJ | 7730 | Monmouth | RFC | PJM | PJM Interconnection, LLC | Solar | Solar Photovoltaic | 1 | GRND | 3 | 3 | 3 | NR | IPP Non-CHP | 15 | Q | NJTABERD230 KV |  |  |  | 4 | [6 empty] | 2014 | 2028
60711 | MISO | Chisago Community Solar | 60434 | Chisago Community Solar | 45.4134 | -92.683 | 1152 Furuby Rd | Taylor Falls | MN | 55084 | Chisago | MRO | MISO | Midcontinent Independent Transmission System Operator, Inc.. | Solar | Solar Photovoltaic | 4 | CCS1; CCS2; CCS3; CCS4 | 4 | 3.6 | 3.6 | NR | IPP Non-CHP | 34.5 | Q |  |  |  |  | 5.2 | [6 empty] | 2016
60712 | MISO | Ursa Community Solar | 60435 | Ursa Community Solar | 44.6716 | -93.0826 | 1650 190th St | Farmington | MN | 55024 | Dakota | MRO | MISO | Midcontinent Independent Transmission System Operator, Inc.. | Solar | Solar Photovoltaic | 5 | UCS1; UCS2; UCS3; UCS4; UCS5 | 5 | 4.5 | 4.5 | NR | IPP Non-CHP | 13.8 | Q |  |  |  |  | 6.5 | [6 empty] | 2017
60713 | MISO | Sunrise Community Solar | 60436 | Sunrise Community Solar | 45.475 | -92.8911 | 36320 Kost Trail | North Branch | MN | 55056 | Chisago | MRO | MISO | Midcontinent Independent Transmission System Operator, Inc.. | Solar | Solar Photovoltaic | 5 | SCS1; SCS2; SCS3; SCS4; SCS5 | 5 | 4.5 | 4.5 | NR | IPP Non-CHP | 34.5 | Q |  |  |  |  | 6.5 | [6 empty] | 2016
60714 | MISO | Rosemount Community Solar | 60437 | Rosemount Community Solar | 44.7224 | -93.0229 | 2505 160th St. E | Rosemount | MN | 55068 | Dakota | MRO | MISO | Midcontinent Independent Transmission System Operator, Inc.. | Solar | Solar Photovoltaic | 5 | RCS1; RCS2; RCS3; RCS4; RCS5 | 5 | 4.5 | 4.5 | NR | IPP Non-CHP | 34.5 | Q |  |  |  |  | 6.5 | [6 empty] | 2016
60715 | MISO | Paynesville Community Solar | 60438 | Paynesville Community Solar | 45.4025 | -94.7155 | 18982 293rd Ave | Paynesville | MN | 56362 | Stearns | MRO | MISO | Midcontinent Independent Transmission System Operator, Inc.. | Solar | Solar Photovoltaic | 5 | PCS1; PCS2; PCS3; PCS4; PCS5 | 5 | 4.5 | 4.5 | NR | IPP Non-CHP | 34.5 | Q |  |  |  |  | 6.5 | [6 empty] | 2016
60716 | MISO | Orion Community Solar | 60439 | Orion Community Solar | 45.5879 | -94.4014 | 14008 Fruit Farm Rd | St. Joseph | MN | 56374 | Stearns | MRO | MISO | Midcontinent Independent Transmission System Operator, Inc.. | Solar | Solar Photovoltaic | 3 | OCS1; OCS2; OCS3 | 3 | 2.7 | 2.7 | NR | IPP Non-CHP | 34.5 | Q |  |  |  |  | 3.9 | [6 empty] | 2017
60717 | MISO | Northfield Community Solar | 60440 | Northfield Community Solar | 44.4754 | -93.1983 | 2300 North Ave | Northfield | MN | 55057 | Dakota | MRO | MISO | Midcontinent Independent Transmission System Operator, Inc.. | Solar | Solar Photovoltaic | 5 | NCS1; NCS2; NCS3; NCS4; NCS5 | 5 | 4.5 | 4.5 | NR | IPP Non-CHP | 34.5 | Q |  |  |  |  | 6.5 | [6 empty] | 2016
60720 | WECC | Weld 1 Community Solar Array | 61944 | MN8 Energy LLC | 40.2321 | -104.7919 | 15990 CR 29 | Platteville | CO | 80651 | Weld | WECC | PSCO | Public Service Company of Colorado | Solar | Solar Photovoltaic | 1 | WELD1 | 1.5 | 1.5 | 1.5 | NR | IPP Non-CHP | 13.2 | Q |  |  |  |  | 2 | Y | [5 empty] | 2017
60721 | MISO | Green Cow Power | 60441 | Green Cow Power LLC | 41.5367 | -85.9272 | 24130 County Rd. 40 | Goshen | IN | 46526 | Elkhart | RFC | MISO | Midcontinent Independent Transmission System Operator, Inc.. | Other | Other Waste Biomass | 4 | ENG1; ENG2; ENG3; ENG4 | 4.3 | 4.3 | 4.3 | NR | Industrial Non-CHP | 12.5 | IND | [11 empty] | 2015
60722 | WECC | Logan 1 Community Solar Array | 61944 | MN8 Energy LLC | 40.61 | -103.1451 | 12010 Highway 61 | Sterling | CO | 80751 | Logan | WECC | PSCO | Public Service Company of Colorado | Solar | Solar Photovoltaic | 1 | LOGA1 | 1.5 | 1.5 | 1.5 | NR | IPP Non-CHP | 13.2 | Q |  |  |  |  | 2 | Y | [5 empty] | 2017
60723 | WECC | Conejos 1 Community Solar Array | 61944 | MN8 Energy LLC | 37.1959 | -105.9824 | 13727 US 285 | La Jara | CO | 81140 | Conejos | WECC | PSCO | Public Service Company of Colorado | Solar | Solar Photovoltaic | 1 | CONEJ | 1.5 | 1.5 | 1.5 | NR | IPP Non-CHP | 13.2 | Q |  |  |  |  | 2 | Y | [5 empty] | 2017
60724 | WECC | Arapahoe 3 Community Solar Array | 61944 | MN8 Energy LLC | 39.6384 | -104.6742 | 28102 East Quincy Avenue | Aurora | CO | 80138 | Arapahoe | WECC | PSCO | Public Service Company of Colorado | Solar | Solar Photovoltaic | 1 | ARAP3 | 1.8 | 1.8 | 1.8 | NR | IPP Non-CHP | 13.2 | Q |  |  |  |  | 2 | Y | [5 empty] | 2017
60725 | WECC | Xcel Adams 2 Community Solar Array | 61944 | MN8 Energy LLC | 39.7849 | -104.5834 | 5260 Imboden Rd | Watkins | CO | 80137 | Adams | WECC | PSCO | Public Service Company of Colorado | Solar | Solar Photovoltaic | 1 | ADCO2 | 1.5 | 1.5 | 1.5 | NR | IPP Non-CHP | 13.2 | Q |  |  |  |  | 2 | Y | [5 empty] | 2017
60726 | WECC | Xcel Adams 1 Community Solar Array | 61944 | MN8 Energy LLC | 39.7655 | -104.5886 | 33850 E. 38th Avenue | Watkins | CO | 80137 | Adams | WECC | PSCO | Public Service Company of Colorado | Solar | Solar Photovoltaic | 1 | ADCO1 | 1.8 | 1.8 | 1.8 | NR | IPP Non-CHP | 13.2 | Q |  |  |  |  | 2 | Y | [5 empty] | 2017
60727 | PJM | East Orange Solar | 61944 | MN8 Energy LLC | 40.7476 | -74.3358 | 300 Parsonage Hill Road | Millburn Township | NJ | 7078 | Essex | RFC | PJM | PJM Interconnection, LLC | Solar | Solar Photovoltaic | 1 | PV1 | 4.5 | 4.5 | 4.5 | NR | IPP Non-CHP | 34.5 | Q | TRAYNOR 230 KV |  |  |  | 5.5 | [6 empty] | 2015
60728 | PJM | Howell Solar | 61944 | MN8 Energy LLC | 40.147 | -74.1675 | 8209 Lakewood Farmingdale Road | Howell | NJ | 7731 | Monmouth | RFC | PJM | PJM Interconnection, LLC | Solar | Solar Photovoltaic | 1 | PV1 | 7 | 7 | 7 | NR | IPP Non-CHP | 34.5 | Q | LARRABEE230 KV |  |  |  | 8.9 | [6 empty] | 2016
60729 | PJM | Raritan Solar | 61944 | MN8 Energy LLC | 40.4642 | -74.8579 | 100 Highway 202 | Ringoes | NJ | 8551 | Hunterdon | RFC | PJM | PJM Interconnection, LLC | Solar | Solar Photovoltaic | 1 | PV1 | 7.5 | 7.5 | 7.5 | NR | IPP Non-CHP | 34.5 | Q | EFLEMING35 KV |  |  |  | 10 | [6 empty] | 2016
60732 | PJM | Frankford Solar | 61944 | MN8 Energy LLC | 41.1666 | -74.7016 | 252 Meyer Road | Branchville | NJ | 7826 | Sussex | RFC | PJM | PJM Interconnection, LLC | Solar | Solar Photovoltaic | 1 | PV1 | 8.2 | 8.2 | 8.2 | NR | IPP Non-CHP | 34.5 | Q | NEWTON 34.5 KV |  |  |  | 9.8 | [6 empty] | 2012
60733 | PJM | Brickyard Solar | 61944 | MN8 Energy LLC | 40.1894 | -74.1545 | 100 Birdsall Road | Farmingdale | NJ | 7727 | Monmouth | RFC | PJM | PJM Interconnection, LLC | Solar | Solar Photovoltaic | 1 | PV1 | 1.5 | 1.5 | 1.5 | NR | IPP Non-CHP | 34.5 | Q | ATLANTIC34 KV |  |  |  | 2 | [6 empty] | 2015
60734 | PJM | Bordentown Solar | 61944 | MN8 Energy LLC | 40.0389 | -74.7766 | 46 Gilbert Road | Burlington | NJ | 8505 | Burlington | RFC | PJM | PJM Interconnection, LLC | Solar | Solar Photovoltaic | 1 | PV1 | 6.8 | 6.8 | 6.8 | NR | IPP Non-CHP | 26.4 | Q | CROSSWIC138 KV 13KV |  |  |  | 8.5 | [6 empty] | 2015
60735 | PJM | Longview Solar | 61944 | MN8 Energy LLC | 38.3947 | -75.6727 | 7340 Levin Dashiell Road | Hebron | MD | 21830 | Wicomico | RFC | PJM | PJM Interconnection, LLC | Solar | Solar Photovoltaic | 1 | PV1 | 13.6 | 13.6 | 13.6 | NR | IPP Non-CHP | 24.5 | Q | HEBRON 69 KV |  |  |  | 17.8 | Y | [5 empty] | 2016
60737 | PJM | Church Hill | 61944 | MN8 Energy LLC | 39.1009 | -75.9597 | 630 Cedar Lane | Church Hill | MD | 21623 | Queen Annes | RFC | PJM | PJM Interconnection, LLC | Solar | Solar Photovoltaic | 1 | PV1 | 6 | 6 | 6 | NR | IPP Non-CHP | 24.5 | Q | PRICE 69 KV |  |  |  | 7.3 | [6 empty] | 2016
60739 | PJM | DSM Solar | 61944 | MN8 Energy LLC | 40.8437 | -75.0652 | 206 Macks Island Drive | Columbia | NJ | 7832 | Warren | RFC | PJM | PJM Interconnection, LLC | Solar | Solar Photovoltaic | 1 | PV1 | 4.5 | 4.5 | 4.5 | NR | IPP Non-CHP | 13.8 | Q | PEQUESTR34 KV |  |  |  | 6 | [6 empty] | 2014
60740 | PJM | Pittsgrove Solar | 61944 | MN8 Energy LLC | 39.539 | -75.1793 | 331 Husted Station Road | Elmer | NJ | 8318 | Salem | RFC | PJM | PJM Interconnection, LLC | Solar | Solar Photovoltaic | 1 | PV1 | 2 | 2 | 2 | NR | IPP Non-CHP | 12.47 | Q | UPPERPIT138 KV |  |  |  | 2.3 | [6 empty] | 2014
60742 | PJM | Argonne National Laboratory CHP | 60444 | Argonne National Laboratory | 41.7165 | -87.9706 | 9700 S. Cass Ave. | Lemont | IL | 60439 | DuPage | RFC | PJM | PJM Interconnection, LLC | Natural Gas | Natural Gas Fired Combustion Turbine | 1 | CHP | 6.3 | 4.7 | 7.1 | NR | IPP CHP | 138 | F | J310 | [10 empty] | 2016
60744 | WECC | SEPV Imperial Dixieland West | 61012 | AES Distributed Energy | 32.7941 | -115.7793 | 2826 West Evan Hewes Hwy | Imperial | CA | 92251 | Imperial | WECC | IID | Imperial Irrigation District | Solar | Solar Photovoltaic | 1 | SESI2 | 3 | 2.9 | 2.4 | NR | IPP Non-CHP | 12.47 | Q |  |  |  |  | 4 | Y | [5 empty] | 2016
60745 | WECC | SEPV Imperial Dixieland East | 61012 | AES Distributed Energy | 32.792 | -115.7734 | 1980 Brown Road | Imperial | CA | 92251 | Imperial | WECC | IID | Imperial Irrigation District | Solar | Solar Photovoltaic | 1 | SESI1 | 2 | 1.9 | 1.6 | NR | IPP Non-CHP | 12.47 | Q |  |  |  |  | 2.7 | Y | [5 empty] | 2016
60746 | PJM | Silvi Gibraltar Rock | 63069 | CVI CleanCapital Solar 5 LLC | 40.4509 | -74.7171 | 484 County Highway 601 | Belle Mead | NJ | 8502 | Somerset | RFC | PJM | PJM Interconnection, LLC | Solar | Solar Photovoltaic | 1 | 08502 | 2.5 | 2.5 | 2.5 | NR | IPP Non-CHP | 4.16 | Q |  |  |  |  | 3 | [6 empty] | 2016
60747 | PJM | Seabrook Village | 63069 | CVI CleanCapital Solar 5 LLC | 40.2342 | -74.0872 | 3000 Essex Road | Tinton Falls | NJ | 7724 | Monmouth | RFC | PJM | PJM Interconnection, LLC | Solar | Solar Photovoltaic | 1 | 07724 | 3.1 | 3.1 | 3.1 | NR | IPP Non-CHP | 12.47 | Q |  |  |  |  | 4 | [6 empty] | 2016
60748 | WECC | Simcoe Solar | 60448 | Simcoe Solar | 43.2884 | -115.9554 | 16725 Simco Road | Mountain Home | ID | 83647 | Elmore | WECC | IPCO | Idaho Power Company | Solar | Solar Photovoltaic | 1 | IDSS | 20 | 20 | 20 | NR | IPP Non-CHP | 34.5 | Q |  |  |  |  | 26 | Y | [5 empty] | 2017
60750 | SPP | Osawatomie Power Plant South Sub | 14203 | City of Osawatomie - (KS) | 38.4956 | -94.9526 | 700 Walnut Ave | Osawatomie | KS | 66064 | Miami | MRO | SWPP | Southwest Power Pool | Petroleum | Petroleum Liquids | 3 | CAT4; CAT5; CAT6 | 6 | 6 | 6 | RE | Electric Utility | 34.5 | M | [11 empty] | 2017
60751 | SPP | Osawatomie Power Plant North Sub | 14203 | City of Osawatomie - (KS) | 38.5013 | -94.9569 | 820 Lincoln Ave | Osawatomie | KS | 66064 | Miami | MRO | SWPP | Southwest Power Pool | Petroleum | Petroleum Liquids | 3 | CAT1; CAT2; CAT3 | 6 | 6 | 6 | RE | Electric Utility | 34.5 | M | [11 empty] | 2018
60752 | PJM | Gloucester Community College Solar | 61944 | MN8 Energy LLC | 39.7808 | -75.1229 | 1400 Tanyard Road | Sewell | NJ | 8080 | Gloucester | RFC | PJM | PJM Interconnection, LLC | Solar | Solar Photovoltaic | 1 | PV1 | 2.3 | 2.3 | 2.3 | NR | IPP Non-CHP | 12.47 | Q | TERRACE 69 KV |  |  |  | 3 | [6 empty] | 2014
60755 | PJM | Spartan | 60281 | Altus Power America Management, LLC | 40.0478 | -74.6165 | County Route 680 | North Hanover | NJ | 8562 | Burlington | RFC | PJM | PJM Interconnection, LLC | Solar | Solar Photovoltaic | 1 | PV1 | 8.3 | 8.3 | 8.3 | NR | IPP Non-CHP | 34.5 | Q |  |  |  |  | 9.9 | [6 empty] | 2017
60759 | PJM | Freeze Solar | 56997 | Marina Energy LLC | 40.3763 | -74.5278 | 473 Ridge Rd | Dayton | NJ | 8810 | Middlesex | RFC | PJM | PJM Interconnection, LLC | Solar | Solar Photovoltaic | 1 | PV1 | 1.5 | 1.5 | 1.5 | NR | IPP Non-CHP | 13.2 | Q | DEVILSBR13 KV |  |  |  | 1.8 | [6 empty] | 2013 | 2028
60760 | WECC | PPA Grand | 61198 | esVolta LP | 33.691 | -117.833 | 16902 Millikan Ave | Irvine | CA | 92606 | Orange | WECC | CISO | California Independent System Operator | Battery | Batteries | 1 | PE101 | 2 | 2 | 2 | NR | IPP Non-CHP | 12 | Q | SANTIAGO_6_N026 | [6 empty] | 8 | 2 | 2 | LIB | 2016
60762 | PJM | Pfizer Peapack Solar | 63069 | CVI CleanCapital Solar 5 LLC | 40.7119 | -74.6634 | 100 Route 206 North | Peapack | NJ | 7934 | Somerset | RFC | PJM | PJM Interconnection, LLC | Solar | Solar Photovoltaic | 1 | 07934 | 6.2 | 6.2 | 6.2 | NR | IPP Non-CHP | 34.5 | Q |  |  |  |  | 8 | [6 empty] | 2016
60763 | PJM | Holland Solar | 61944 | MN8 Energy LLC | 40.5997 | -75.1086 | 100 Spring Mills Rd | Milford | NJ | 8848 | Hunterdon | RFC | PJM | PJM Interconnection, LLC | Solar | Solar Photovoltaic | 1 | PV1 | 3 | 3 | 3 | NR | IPP Non-CHP | 12.47 | Q | GILBERT 34 KV |  |  |  | 3.5 | [6 empty] | 2015
60764 | WECC | Victory Solar LLC | 65411 | Duke Energy Renewables Services | 39.795 | -104.433 | 46900 E. 56th Avenue | Bennett | CO | 80102 | Adams | WECC | PSCO | Public Service Company of Colorado | Solar | Solar Photovoltaic | 1 | PV1 | 12.8 | 12.8 | 12.8 | NR | IPP Non-CHP | 12.47 | Q |  |  |  |  | 16 | Y | [5 empty] | 2016
60765 | PJM | L'Oreal Franklin | 61944 | MN8 Energy LLC | 40.4879 | -74.5214 | 100 Commerce Drive | Somerset | NJ | 8873 | Somerset | RFC | PJM | PJM Interconnection, LLC | Solar | Solar Photovoltaic | 1 | PV1 | 1 | 1 | 1 | NR | IPP Non-CHP | 34.5 | Q |  |  |  |  | 1.2 | [6 empty] | 2012
60766 | PJM | L'Oreal Monmouth | 61944 | MN8 Energy LLC | 40.4003 | -74.5047 | 77 Deans Rhode Hall Road | Monmouth Junction | NJ | 8852 | Monmouth | RFC | PJM | PJM Interconnection, LLC | Solar | Solar Photovoltaic | 1 | PV1 | 2 | 2 | 2 | NR | IPP Non-CHP | 13.2 | Q |  |  |  |  | 2.4 | [6 empty] | 2013
60768 | WECC | Gila River Power Block 2 | 16572 | Salt River Project | 32.975 | -112.6944 | 1250 East Watermelon Street | Gila Bend | AZ | 85337 | Maricopa | WECC | SRP | Salt River Project | Natural Gas | Natural Gas Fired Combined Cycle | 3 | CTG3; CTG4; ST10 | 619 | 570 | 617 | RE | Electric Utility | 500 | P | [11 empty] | 2003
60769 | PJM | Lower Cape May HS | 61944 | MN8 Energy LLC | 38.9767 | -74.9065 | 705 U.S. 9 | Cape May | NJ | 8204 | Cape May | RFC | PJM | PJM Interconnection, LLC | Solar | Solar Photovoltaic | 1 | PV1 | 1.5 | 1.5 | 1.5 | NR | IPP Non-CHP | 12.7 | Q |  |  |  |  | 1.8 | [6 empty] | 2012
60771 | PJM | Timber Creek HS | 61944 | MN8 Energy LLC | 39.7602 | -75.0148 | 501 Jarvis Rd | Sicklerville | NJ | 8081 | Camden | RFC | PJM | PJM Interconnection, LLC | Solar | Solar Photovoltaic | 1 | PV1 | 1.3 | 1.3 | 1.3 | NR | IPP Non-CHP | 34.5 | Q | PINEHILL69 KV |  |  |  | 1.4 | [6 empty] | 2013
60772 | PJM | Adams Ave MS and HS | 61944 | MN8 Energy LLC | 39.4114 | -74.5309 | 6821 Delilah Road | Egg Harbor Township | NJ | 8234 | Atlantic | RFC | PJM | PJM Interconnection, LLC | Solar | Solar Photovoltaic | 2 | PVHS; PVMS | 3.1 | 3.1 | 3.1 | NR | IPP Non-CHP | 34.5 | Q |  |  |  |  | 4 | [6 empty] | 2011
60776 | PJM | Community Foodbank of NJ | 60462 | Community Foodbank of NJ | 40.6973 | -74.2122 | 31 Evans Terminal | Hillside | NJ | 7205 | Union | RFC | PJM | PJM Interconnection, LLC | Solar | Solar Photovoltaic | 1 | FDBNK | 1 | 1 | 1 | RE | Electric Utility | 13 | I | 1067168057 |  |  |  | 1.1 | [6 empty] | 2012
60777 | WECC | American Kings Solar, LLC | 61944 | MN8 Energy LLC | 36.24 | -119.898 | 15383 25th Avenue | Lemoore | CA | 93245 | Kings | WECC | CISO | California Independent System Operator | Solar | Solar Photovoltaic | 1 | GEN01 | 128 | 128 | 128 | NR | IPP Non-CHP | 70 | Q |  |  |  |  | 172.3 | Y | [5 empty] | 2020
60781 | PJM | Royal Wine Corp Solar Power Plant | 60467 | Royal Wine Corp | 40.6636 | -74.1002 | 63 Lefante Dr | Bayonne | NJ | 7002 | Hudson | RFC | PJM | PJM Interconnection, LLC | Solar | Solar Photovoltaic | 1 | PV1 | 0.9 | 0.9 | 0.9 | NR | Industrial Non-CHP | 4.8 | IND |  |  |  |  | 1.2 | [6 empty] | 2011
60782 | PJM | Barnhill Road Solar, LLC | 61060 | Cypress Creek Renewables | 36.2692 | -76.2995 | 209 Barnhill Rd | Elizabeth City | NC | 27909 | Pasquotank | SERC | PJM | PJM Interconnection, LLC | Solar | Solar Photovoltaic | 1 | 1 | 3.1 | 3.1 | 3.1 | NR | IPP Non-CHP | 34.5 | Q |  |  |  |  | 4.2 | [6 empty] | 2016
60783 | PJM | Leggett Solar, LLC | 61060 | Cypress Creek Renewables | 36.058 | -77.623 | NC-33/44 HWY | Leggett | NC | 27886 | Edgecombe | SERC | PJM | PJM Interconnection, LLC | Solar | Solar Photovoltaic | 1 | 1 | 5 | 5 | 5 | NR | IPP Non-CHP | 12.47 | Q |  |  |  |  | 7 | Y | [5 empty] | 2016
60785 | WECC | Tungsten Mountain | 60472 | Tungsten Mountain | 39.667 | -117.6937 | 17017 Alpine Road West | Fallon | NV | 89406 | Churchill | WECC | NEVP | Nevada Power Company | Mixed | Geothermal; Solar Photovoltaic | 4 | OEC2; TMSL2; TMSOL; UNIT1 | 74.8 | 53.7 | 68.6 | NR | IPP Non-CHP | 92 | Q |  |  |  |  | 17.6 | Y | [5 empty] | 2017
60787 | PJM | Williamston Speight Solar, LLC | 60454 | Williamston Speight Solar, LLC | 35.8875 | -77.1642 | 1292 Speight Rd. | Williamston | NC | 27892 | Martin | SERC | PJM | PJM Interconnection, LLC | Solar | Solar Photovoltaic | 1 | SPGHT | 15 | 15 | 15 | NR | IPP Non-CHP | 34.5 | Q |  |  |  |  | 20.9 | Y | [5 empty] | 2016
60790 | WECC | PVN Milliken, LLC | 60455 | PVN Milliken, LLC | 34.0384 | -117.5658 | 2050 S. Milliken Ave. | Ontario | CA | 91761 | San Bernardino | WECC | CISO | California Independent System Operator | Solar | Solar Photovoltaic | 1 | PV | 3 | 3 | 3 | NR | IPP Non-CHP | 12 | Q |  |  |  |  | 3.2 | [6 empty] | 2017 | 2047
60791 | WECC | SunAnza | 796 | Arizona Electric Pwr Coop Inc | 33.5553 | -116.6396 | 58330 SR-371 | Anza | CA | 92539 | Riverside | WECC | CISO | California Independent System Operator | Mixed | Solar Photovoltaic; Batteries | 4 | ANZA1; ANZA2; BA1&2; BA3 | 7.8 | 7.8 | 7.8 | RE | Electric Utility | 34.5 | C |  |  |  |  | 4.6 | N |  | 9.2 | 4.4 | 4.4 | LIB | 2017
60792 | WECC | Republic Services Renewable Energy, LLC | 56996 | Republic Services Renewable Energy, LLC | 36.3587 | -114.8748 | 13550 North Highway 93 | Las Vegas | NV | 89124 | Clark | WECC | NEVP | Nevada Power Company | Other | Landfill Gas | 2 | GT1; GT2 | 12 | 6.6 | 7.2 | NR | IPP Non-CHP | 12.47 | Q | [11 empty] | 2012
60795 | MISO | Eichtens Community Solar | 63249 | Terraform Arcadia | 45.3827 | -92.7725 | 30392 Quandam Lane | Center | MN | 55012 | Chisago | MRO | MISO | Midcontinent Independent Transmission System Operator, Inc.. | Solar | Solar Photovoltaic | 1 | SO228 | 3.9 | 3.9 | 3.9 | NR | IPP Non-CHP | 34.5 | Q |  |  |  |  | 4.8 | [6 empty] | 2016
60796 | MISO | Red Wing Community Solar | 63249 | Terraform Arcadia | 44.5351 | -92.5161 | 2001 Eagle Ridge Blvd | Red Wing | MN | 55066 | Goodhue | MRO | MISO | Midcontinent Independent Transmission System Operator, Inc.. | Solar | Solar Photovoltaic | 1 | SO234 | 4.9 | 4.9 | 4.9 | NR | IPP Non-CHP | 12.47 | Q |  |  |  |  | 6.1 | [6 empty] | 2016
60797 | PJM | Lake Forest Hospital Central Energy Plan | 60481 | Northwestern Lake Forest Hospital | 42.2542 | -87.8643 | 660 N. Westmoreland Rd. | Lake Forest | IL | 60045 | Lake | RFC | PJM | PJM Interconnection, LLC | Natural Gas | Natural Gas Internal Combustion Engine | 4 | GEN1; GEN2; GEN3; GEN4 | 3.2 | 3.2 | 3.2 | NR | Commercial Non-CHP | 12 | COM | [11 empty] | 1996
60801 | WECC | CEC Solar #1117, LLC | 60609 | Clean Focus Renewables, Inc. | 38.2844 | -104.524 | William White Blvd & N 27th La | Pueblo | CO | 81001 | Pueblo | WECC | PSCO | Public Service Company of Colorado | Solar | Solar Photovoltaic | 1 | PUEB2 | 1.5 | 1.5 | 1.5 | NR | IPP Non-CHP | 13.2 | COM |  |  |  |  | 1.9 | Y | [5 empty] | 2018
60802 | PJM | ACCC Mays Landing | 61944 | MN8 Energy LLC | 39.4606 | -74.6809 | 5100 E. Black Horse Pike | Pleasantville | NJ | 8232 | Atlantic | RFC | PJM | PJM Interconnection, LLC | Solar | Solar Photovoltaic | 1 | PV1 | 1.4 | 1.4 | 1.4 | NR | IPP Non-CHP | 12.47 | Q | DOROTHY 138 KV |  |  |  | 1.6 | Y | [5 empty] | 2013 | 2028
60805 | PJM | Beaver Run | 60281 | Altus Power America Management, LLC | 41.153 | -74.6381 | 283 Beaver Run Rd | Lafayette Township | NJ | 7848 | Sussex | RFC | PJM | PJM Interconnection, LLC | Solar | Solar Photovoltaic | 1 | BRUN1 | 7.4 | 7.4 | 7.4 | NR | IPP Non-CHP | 35 | Q | FRANKLIN34.5KVBVRRUNSP |  |  |  | 10 | [6 empty] | 2015
60806 | PJM | North Bergen Solar | 60268 | Hartz Solar, LLC | 40.818 | -74.017 | 2220 91st Street | North Bergen | NJ | 7047 | Hudson | RFC | PJM | PJM Interconnection, LLC | Solar | Solar Photovoltaic | 1 | PV1 | 1.6 | 1.7 | 1.1 | NR | IPP Non-CHP | 0.48 | COM |  |  |  |  | 2.1 | [6 empty] | 2016
60808 | PJM | US Foods Solar | 58677 | CD US Solar MT1 LLC | 40.5344 | -74.2752 | 1051 Amboy Ave. | Perth Amboy | NJ | 8861 | Middlesex | RFC | PJM | PJM Interconnection, LLC | Solar | Solar Photovoltaic | 1 | USFDS | 6 | 6 | 6 | NR | IPP Non-CHP | 0.48 | Q |  |  |  |  | 8.1 | [6 empty] | 2012
60809 | PJM | Summit Water Nexus Mt. Holly, LLC Solar | 60955 | Summit Water Nexus, Mount Holly, LLC | 39.9873 | -74.8018 | 26 Maple Ave | Lumberton | NJ | 8060 | Burlington | RFC | PJM | PJM Interconnection, LLC | Solar | Solar Photovoltaic | 1 | MHWWT | 1 | 1 | 0.3 | NR | IPP Non-CHP | 0.48 | Q |  |  |  |  | 1.1 | [6 empty] | 2013
60810 | PJM | Sabert Solar | 61023 | Sabert Corporation | 40.4755 | -74.3209 | 879 Main Street Extension | Sayreville | NJ | 7068 | Middlesex | RFC | PJM | PJM Interconnection, LLC | Solar | Solar Photovoltaic | 1 | SABER | 1.6 | 1 | 0.49 | NR | IPP Non-CHP | 0.48 | COM |  |  |  |  | 2.1 | [6 empty] | 2011
60813 | WECC | Cloverdale Solar Center | 60496 | Adapture Renewables, Inc. | 38.7696 | -123.0207 | 1255 Hiatt Road | Cloverdale | CA | 95425 | Sonoma | WECC | CISO | California Independent System Operator | Solar | Solar Photovoltaic | 1 | ECA02 | 1 | 1 | 1 | NR | IPP Non-CHP | 12 | Q |  |  |  |  | 1.3 | Y | [5 empty] | 2019
60820 | PJM | Montgomery County Correctional Facility | 57313 | Tesla Inc. | 39.2379 | -77.2932 | 22880 Whelan Ln | Boyds | MD | 20841 | Montgomery | RFC | PJM | PJM Interconnection, LLC | Solar | Solar Photovoltaic | 1 | PV1 | 1.4 | 1.4 | 1.4 | NR | IPP Non-CHP | 0.48 | Q |  |  |  |  | 2 | [6 empty] | 2017
60821 | WECC | Weber State University - Davis Campus PV | 57313 | Tesla Inc. | 41.099 | -111.9822 | 2750 University Park Blvd | Layton | UT | 84041 | Davis | WECC | WACM | Western Area Power Administration - Rocky Mountain Region | Solar | Solar Photovoltaic | 1 | PV1 | 1.3 | 1.3 | 1.3 | NR | IPP Non-CHP | 0.48 | Q |  |  |  |  | 1.8 | [6 empty] | 2017
60822 | WECC | Intel - Ocotillo Campus Solar | 57313 | Tesla Inc. | 33.2433 | -111.8924 | 4500 S Dobson Rd | Chandler | AZ | 85248 | Maricopa | WECC | AZPS | Arizona Public Service Company | Solar | Solar Photovoltaic | 2 | PV1; PV2 | 4.2 | 4.2 | 4.2 | NR | IPP Non-CHP | 0.48 | Q |  |  |  |  | 6 | Y | [5 empty] | 2017
60823 | SPP | South Sioux City Solar | 57313 | Tesla Inc. | 42.4585 | -96.4397 | 1635 C Ave | Dakota | NE | 68776 | Dakota | MRO | SWPP | Southwest Power Pool | Solar | Solar Photovoltaic | 1 | PV1 | 2.3 | 2.3 | 2.3 | NR | IPP Non-CHP | 1 | Q |  |  |  |  | 3.1 | Y | [5 empty] | 2016
60824 | WECC | Valley Sanitary District WTP Solar | 57313 | Tesla Inc. | 33.7087 | -116.1989 | 45 500 Van Buren Street | Indio | CA | 92201 | Riverside | WECC | LDWP | Los Angeles Department of Water and Power | Solar | Solar Photovoltaic | 1 | PV1 | 1 | 1 | 1 | NR | IPP Non-CHP | 0.48 | Q |  |  |  |  | 1.1 | [6 empty] | 2016
60825 | WECC | Colgreen North Shore Solar Farm | 60495 | Sunpin Holdings, LLC | 33.5401 | -115.9748 | 96950 S 70th Ave | Mecca | CA | 92254 | Riverside | WECC | IID | Imperial Irrigation District | Solar | Solar Photovoltaic | 1 | CNS1 | 74.8 | 74.8 | 74.8 | NR | IPP Non-CHP | 92.3 | Q |  |  |  |  | 96.8 | Y | [5 empty] | 2018
60827 | WECC | Sun Streams, LLC | 61785 | EDP Renewables North America LLC | 33.3488 | -112.8348 | 36807 W Elliot Rd | Arlington | AZ | 85322 | Maricopa | WECC | CISO | California Independent System Operator | Solar | Solar Photovoltaic | 1 | GEN01 | 160 | 160 | 160 | NR | IPP Non-CHP | 500 | Q |  |  |  |  | 199.2 | Y | [5 empty] | 2020
60830 | MISO | Webster Holdco Solar CSG | 60486 | Webster Holdco LLC | 44.5297 | -93.4106 | 7383 40TH ST W Unit 1-5 | Webster | MN | 55088 | Rice | MRO | MISO | Midcontinent Independent Transmission System Operator, Inc.. | Solar | Solar Photovoltaic | 1 | WEBST | 5 | 5 | 5 | NR | IPP Non-CHP | 13.2 | Q |  |  |  |  | 6.7 | [6 empty] | 2017
60832 | MISO | Farmington Holdco Solar | 60501 | Farmington Holdco LLC | 44.6231 | -93.134 | 3398 225th ST | Farmington | MN | 55024 | Dakota | MRO | MISO | Midcontinent Independent Transmission System Operator, Inc.. | Solar | Solar Photovoltaic | 1 | FARMI | 5 | 5 | 5 | NR | IPP Non-CHP | 13.8 | Q |  |  |  |  | 6.2 | [6 empty] | 2017
60833 | MISO | Dodge Holdco Solar CSG | 60485 | Dodge Holdco LLC | 44.0224 | -92.757 | 61801 240TH AVE Unit 1-5 | Kasson | MN | 55955 | Dodge | MRO | MISO | Midcontinent Independent Transmission System Operator, Inc.. | Solar | Solar Photovoltaic | 1 | DODGE | 5 | 5 | 5 | NR | IPP Non-CHP | 12.45 | Q |  |  |  |  | 6.1 | [6 empty] | 2017
60834 | MISO | Hwy 14 Holdco Solar CSG | 60488 | Hwy 14 Holdco, LLC | 44.0218 | -92.5922 | 7647 Country Club Road W Byron | Byron | MN | 55920 | Olmsted | MRO | MISO | Midcontinent Independent Transmission System Operator, Inc.. | Solar | Solar Photovoltaic | 1 | HWY14 | 5 | 5 | 5 | NR | IPP Non-CHP | 12.45 | Q |  |  |  |  | 6.7 | [6 empty] | 2017
60835 | MISO | Pine Island Solar CSG | 60490 | Pine Island Holdco, LLC | 44.2201 | -92.6543 | 50291 HIGHWAY 52 BLVD | Pine Island | MN | 55963 | Olmsted | MRO | MISO | Midcontinent Independent Transmission System Operator, Inc.. | Solar | Solar Photovoltaic | 1 | PINEI | 3.9 | 3.9 | 3.9 | NR | IPP Non-CHP | 12.47 | Q |  |  |  |  | 4.8 | [6 empty] | 2017
60836 | MISO | Big Lake Holdco Solar CSG | 60489 | Big Lake Holdco LLC | 45.3346 | -93.7756 | 19828 State Highway 25 NW | Big Lake | MN | 55309 | Sherburne | MRO | MISO | Midcontinent Independent Transmission System Operator, Inc.. | Solar | Solar Photovoltaic | 1 | BLAKE | 5 | 5 | 5 | NR | IPP Non-CHP | 34.5 | Q |  |  |  |  | 6.9 | [6 empty] | 2017
60837 | MISO | Forest Lake Solar CSG | 60491 | Forest Lake Holdco LLC | 45.2535 | -92.894 | 10360 Scandia Trail N | Scandia | MN | 55073 | Washington | MRO | MISO | Midcontinent Independent Transmission System Operator, Inc.. | Solar | Solar Photovoltaic | 1 | FORES | 5 | 5 | 5 | NR | IPP Non-CHP | 34.5 | Q |  |  |  |  | 6.5 | [6 empty] | 2017
60838 | MISO | Wabasha Holdco Solar CSG | 60487 | Wabasha Holdco LLC | 44.3671 | -92.0193 | 1500 Hiawatha Drive East | Wabasha | MN | 55981 | Wabasha | MRO | MISO | Midcontinent Independent Transmission System Operator, Inc.. | Solar | Solar Photovoltaic | 1 | WABAS | 3 | 3 | 3 | NR | IPP Non-CHP | 12.45 | Q |  |  |  |  | 4.1 | [6 empty] | 2017
60839 | PJM | Goya Foods, Inc- Jersey City Solar | 60993 | Goya Foods Inc. | 40.7601 | -74.0654 | 350 County Road | Jersey City | NJ | 7097 | Hudson | RFC | PJM | PJM Interconnection, LLC | Solar | Solar Photovoltaic | 1 | PV1 | 2.5 | 2.5 | 2.5 | NR | IPP Non-CHP | 0.48 | IND |  |  |  |  | 3.5 | [6 empty] | 2015
60840 | PJM | Goya Foods, Inc- Secaucus Solar | 60993 | Goya Foods Inc. | 40.7731 | -74.0774 | 100 Seaview Drive | Secaucus | NJ | 7094 | Hudson | RFC | PJM | PJM Interconnection, LLC | Solar | Solar Photovoltaic | 1 | PV1 | 1.6 | 1.6 | 1.6 | NR | IPP Non-CHP | 0.48 | IND |  |  |  |  | 2.1 | [6 empty] | 2016
60841 | PJM | Prudential 55 Livingston Roseland Solar | 64798 | Prudential Drive Investors, LLC | 40.8146 | -74.2971 | 55 Livingston Ave | Roseland | NJ | 7068 | Essex | RFC | PJM | PJM Interconnection, LLC | Solar | Solar Photovoltaic | 1 | PV1 | 1.2 | 1.2 | 1.2 | NR | Commercial Non-CHP | 0.48 | COM |  |  |  |  | 1.6 | [6 empty] | 2013
60842 | PJM | Prudential 80 Livingston Roseland Solar | 64798 | Prudential Drive Investors, LLC | 40.8154 | -74.305 | 80 Livingston Ave | Roseland | NJ | 7068 | Essex | RFC | PJM | PJM Interconnection, LLC | Solar | Solar Photovoltaic | 1 | PV1 | 1.7 | 1.7 | 1.7 | NR | Commercial Non-CHP | 0.48 | COM |  |  |  |  | 2.3 | [6 empty] | 2013
60843 | PJM | River Terminal Development Solar | 16380 | RTC Properties Inc | 40.7278 | -74.1142 | 100 Central Avenue | Kearny | NJ | 7032 | Hudson | RFC | PJM | PJM Interconnection, LLC | Solar | Solar Photovoltaic | 6 | RTD1; RTD2; RTD3; RTD4; RTD5; RTD6 | 2.9 | 2.9 | 2.9 | NR | Commercial Non-CHP | 13.2 | COM |  |  |  |  | 3.26 | [6 empty] | 2006
60844 | WECC | Genentech Vacaville Meter #1 | 57313 | Tesla Inc. | 38.3908 | -121.9478 | 1000 New Horizons Way | Vacaville | CA | 95688 | Solano | WECC | CISO | California Independent System Operator | Solar | Solar Photovoltaic | 2 | PV1; PV2 | 6.1 | 6.1 | 6.1 | NR | IPP Non-CHP | 1 | Q |  |  |  |  | 9 | N | [5 empty] | 2017
60846 | WECC | US GSA - Sacramento | 57313 | Tesla Inc. | 38.6014 | -121.3979 | 2800 Cottage Way | Sacramento | CA | 95825 | Sacramento | WECC | BANC | Balancing Authority of Northern California | Solar | Solar Photovoltaic | 1 | PV1 | 1.1 | 1.1 | 1.1 | NR | IPP Non-CHP | 0.48 | Q |  |  |  |  | 1.6 | [6 empty] | 2018
60847 | PJM | Garrett County - DPU Treatment Plant | 57313 | Tesla Inc. | 39.5052 | -79.393 | 762 Mayhew Inn Rd | Oakland | MD | 21550 | Garrett | RFC | PJM | PJM Interconnection, LLC | Solar | Solar Photovoltaic | 1 | PV1 | 1.2 | 1.2 | 1.2 | NR | IPP Non-CHP | 0.48 | Q |  |  |  |  | 1.7 | [6 empty] | 2017
60848 | PJM | Temple Solar Arrays | 56408 | UGI Energy Services, LLC | 40.4235 | -75.9252 | 5665 Leesport Ave | Reading | PA | 19605 | Berks | RFC | PJM | PJM Interconnection, LLC | Solar | Solar Photovoltaic | 1 | 51599 | 2.2 | 2.2 | 2.2 | NR | IPP Non-CHP | 13.2 | Q |  |  |  |  | 2.5 | Y | [5 empty] | 2011
60849 | PJM | Emmitsburg Solar Arrays | 56408 | UGI Energy Services, LLC | 39.6937 | -77.3144 | 16707 Creamery Road | Emmitsburg | MD | 21727 | Frederick | RFC | PJM | PJM Interconnection, LLC | Solar | Solar Photovoltaic | 1 | 87353 | 1.7 | 1.7 | 1.7 | NR | IPP Non-CHP | 12.4 | Q |  |  |  |  | 2.4 | [6 empty] | 2014
60857 | PJM | NES Rutgers Solar | 60516 | NES Rutgers LLC | 40.0709 | -74.1612 | 1985 Rutgers University Blvd | Lakewood | NJ | 8701 | Ocean | RFC | PJM | PJM Interconnection, LLC | Solar | Solar Photovoltaic | 1 | LKWD1 | 1 | 1 | 1 | NR | Industrial Non-CHP | 0.48 | COM |  |  |  |  | 1.4 | [6 empty] | 2012
60861 | WECC | Dept of General Services -FTB | 60518 | California PV Energy 2, LLC | 38.565 | -121.343 | 9646 Butterfield Way | Sacramento | CA | 95827 | Sacramento | WECC | BANC | Balancing Authority of Northern California | Solar | Solar Photovoltaic | 1 | PV1 | 2.7 | 2.7 | 2.7 | NR | IPP Non-CHP | 12 | Q |  |  |  |  | 3.4 | [6 empty] | 2017
60863 | PJM | Cooperative Solar One | 5580 | East Kentucky Power Coop, Inc | 38.0272 | -84.2547 | 4775 Lexington Road | Winchester | KY | 40391 | Clark | SERC | PJM | PJM Interconnection, LLC | Solar | Solar Photovoltaic | 1 | PV1 | 8.5 | 8.5 | 8.5 | RE | Electric Utility | 69 | C |  |  |  |  | 10.7 | Y | [5 empty] | 2017
60864 | MISO | Kokomo Solar 1, LLC | 56990 | NJR Clean Energy Ventures Corporation | 40.473 | -86.146 | 1201 W. Markland Ave. | Kokomo | IN | 46901 | Howard | RFC | MISO | Midcontinent Independent Transmission System Operator, Inc.. | Solar | Solar Photovoltaic | 1 | PV1 | 5.4 | 5.4 | 5.4 | NR | IPP Non-CHP | 12.47 | Q |  |  |  |  | 7 | [6 empty] | 2016
60868 | WECC | Timothy Lake Powerhouse | 15248 | Portland General Electric Co | 45.3705 | -121.7565 | 83191 USFS Road 57 | Estacada | OR | 97023 | Clackamas | WECC | PGE | Portland General Electric Company | Other | Conventional Hydroelectric | 1 | 1 | 1.2 | 1.1 | 1.1 | RE | Electric Utility | 115 | I | [11 empty] | 2018
60869 | WECC | Solar Star California, XLIV, LLC | 61944 | MN8 Energy LLC | 34.5119 | -117.9228 | 34534 116th Street East | Pearblossom | CA | 93553 | Los Angeles | WECC | CISO | California Independent System Operator | Solar | Solar Photovoltaic | 1 | PB1 | 9.5 | 9.5 | 9.5 | NR | IPP Non-CHP | 220 | Q |  |  |  |  | 11.9 | Y | [5 empty] | 2016
60873 | MISO | Prairie Wind Farm | 12341 | MidAmerican Energy Co | 41.4369 | -92.7038 | 705 E. Jefferson St | Montezuma | IA | 50171 | Mahaska | MRO | MISO | Midcontinent Independent Transmission System Operator, Inc.. | Wind | Onshore Wind Turbine | 1 | PWE | 168 | 169 | 169 | RE | Electric Utility | 161 | I | MEC.PRAIRIE | 84 | Vestas | 312 | [7 empty] | 2018
60876 | MISO | Eastern Iowa Solar | 3258 | Central Iowa Power Cooperative | 41.597 | -91.0363 | 1316 Division St West | Wilton | IA | 52778 | Muscatine | MRO | MISO | Midcontinent Independent Transmission System Operator, Inc.. | Solar | Solar Photovoltaic | 1 | EIS1 | 1.8 | 1.8 | 1.8 | RE | Electric Utility | 12.47 | C |  |  |  |  | 2.3 | [6 empty] | 2016
60882 | PJM | Carl Friedrich Gauss Solar | 59462 | Heelstone Energy Holdings, LLC | 36.3458 | -77.6335 | 700 Gregory Farm Road | Halifax | NC | 27839 | Halifax | SERC | PJM | PJM Interconnection, LLC | Solar | Solar Photovoltaic | 1 | GAUSS | 5 | 5 | 5 | NR | IPP Non-CHP | 34.5 | Q |  |  |  |  | 7 | [6 empty] | 2018
60883 | MISO | Deerfield Wind Energy, LLC | 60537 | Deerfield Wind Energy, LLC | 43.9419 | -82.8987 | 3200 E. Kinde Rd. | Kinde | MI | 48455 | Huron | RFC | MISO | Midcontinent Independent Transmission System Operator, Inc.. | Wind | Onshore Wind Turbine | 3 | WT1; WT2; WT3 | 149 | 149 | 149 | NR | IPP Non-CHP | 120 | Q |  | 72 | Vestas | 331 | [7 empty] | 2017
60885 | WECC | Boulder Solar II, LLC | 49893 | Invenergy Services LLC | 35.85 | -114.944 | 17445 South US HWY 95 | Boulder City | NV | 89005 | Clark | WECC | NEVP | Nevada Power Company | Solar | Solar Photovoltaic | 1 | BSII | 50 | 50 | 50 | NR | IPP Non-CHP | 230 | Q |  |  |  |  | 62.5 | Y | [5 empty] | 2017
60886 | WECC | Pavant Solar III | 49893 | Invenergy Services LLC | 39.1545 | -112.3598 | 1920 W 8900 W | Filmore | UT | 84631 | Millard | WECC | PACE | PacifiCorp - East | Solar | Solar Photovoltaic | 1 | PSIII | 20 | 20 | 20 | NR | IPP Non-CHP | 46 | Q |  |  |  |  | 25.8 | Y | [5 empty] | 2016
60887 | MISO | Sauk DPC Solar | 60520 | SoCore Energy LLC | 43.5959 | -90.3226 | S3757 County Road Q | Wonewoc | WI | 53968 | Vernon | MRO | MISO | Midcontinent Independent Transmission System Operator, Inc.. | Solar | Solar Photovoltaic | 1 | PV1 | 1 | 1 | 1 | NR | IPP Non-CHP | 0.48 | Q |  |  |  |  | 1.2 | Y | [5 empty] | 2017
60888 | MISO | Lafayette DPC Solar | 60520 | SoCore Energy LLC | 44.8878 | -91.3524 | 15280 County Highway CO | Chippewa Falls | WI | 54729 | Chippewa | MRO | MISO | Midcontinent Independent Transmission System Operator, Inc.. | Solar | Solar Photovoltaic | 1 | PV1 | 1 | 1 | 1 | NR | IPP Non-CHP | 0.48 | Q |  |  |  |  | 1.2 | Y | [5 empty] | 2017
60889 | MISO | Conrath DPC Solar | 60520 | SoCore Energy LLC | 45.3661 | -91.0482 | W7250 Badger Rd | Conrath | WI | 54731 | Rusk | MRO | MISO | Midcontinent Independent Transmission System Operator, Inc.. | Solar | Solar Photovoltaic | 1 | PV1 | 1 | 1 | 1 | NR | IPP Non-CHP | 0.48 | Q |  |  |  |  | 1.2 | Y | [5 empty] | 2017
60890 | MISO | Warren DPC Solar | 60520 | SoCore Energy LLC | 44.9596 | -92.5182 | 668 140th Street | Roberts | WI | 54023 | St Croix | MRO | MISO | Midcontinent Independent Transmission System Operator, Inc.. | Solar | Solar Photovoltaic | 1 | PV1 | 2.2 | 2.2 | 2.2 | NR | IPP Non-CHP | 0.48 | Q |  |  |  |  | 2.9 | Y | [5 empty] | 2017
60891 | MISO | Liberty Pole DPC Solar | 60520 | SoCore Energy LLC | 43.4941 | -90.9071 | 56580 Black River Rd | Viroqua | WI | 54665 | Vernon | MRO | MISO | Midcontinent Independent Transmission System Operator, Inc.. | Solar | Solar Photovoltaic | 1 | PV1 | 1.1 | 1.1 | 1.1 | NR | IPP Non-CHP | 0.48 | Q |  |  |  |  | 1.6 | Y | [5 empty] | 2017
60892 | MISO | Downsville DPC Solar | 60520 | SoCore Energy LLC | 44.8142 | -91.8841 | E5494 370th Ave | Menomonee | WI | 54751 | Dunn | MRO | MISO | Midcontinent Independent Transmission System Operator, Inc.. | Solar | Solar Photovoltaic | 1 | PV1 | 1 | 1 | 1 | NR | IPP Non-CHP | 0.48 | Q |  |  |  |  | 1.4 | Y | [5 empty] | 2017
60893 | MISO | Mt. Hope DPC Solar | 60520 | SoCore Energy LLC | 42.975 | -90.8318 | 8248 US 18 | Mt. Hope | WI | 53816 | Grant | MRO | MISO | Midcontinent Independent Transmission System Operator, Inc.. | Solar | Solar Photovoltaic | 1 | PV1 | 1 | 1 | 1 | NR | IPP Non-CHP | 0.48 | Q |  |  |  |  | 1.5 | Y | [5 empty] | 2017
60894 | MISO | Medford DPC Solar | 60520 | SoCore Energy LLC | 45.163 | -90.3729 | W6378 Center Ave | Medford | WI | 54451 | Taylor | MRO | MISO | Midcontinent Independent Transmission System Operator, Inc.. | Solar | Solar Photovoltaic | 1 | PV1 | 2 | 2 | 2 | NR | IPP Non-CHP | 0.48 | Q |  |  |  |  | 2.5 | Y | [5 empty] | 2017
60895 | MISO | Whistling Winds DPC Solar | 60520 | SoCore Energy LLC | 43.9721 | -90.0719 | N9000 Wisconsin 80 Trunk | New Lisbon | WI | 53950 | Juneau | MRO | MISO | Midcontinent Independent Transmission System Operator, Inc.. | Solar | Solar Photovoltaic | 1 | PV1 | 1.5 | 1.5 | 1.5 | NR | IPP Non-CHP | 0.48 | Q |  |  |  |  | 2.1 | Y | [5 empty] | 2017
60905 | MISO | Oliver Wind III, LLC | 60562 | Oliver Wind III, LLC | 46.9571 | -101.1681 | 3259 County Road 140 | Mandan | ND | 58554 | Morton | MRO | MISO | Midcontinent Independent Transmission System Operator, Inc.. | Wind | Onshore Wind Turbine | 1 | WT1 | 99.3 | 99.3 | 99.3 | NR | IPP Non-CHP | 230 | Q |  | 48 | GE | 301 | [7 empty] | 2017
60911 | MISO | Green Energy Machine | 60567 | Green Energy Machine, LLC | 41.373 | -94.754 | 75247 Jackson Rd | Anita | IA | 50849 | Cass | MRO | MISO | Midcontinent Independent Transmission System Operator, Inc.. | Wind | Onshore Wind Turbine | 1 | GRN | 1.7 | 1.7 | 1.7 | NR | IPP Non-CHP | 12.47 | Q |  | 1 | GE | 263 | [7 empty] | 2016
60913 | PJM | Ohio Northern University Solar Site | 60571 | AEP Onsite Partners, LLC | 40.7596 | -83.8391 | 2080 County Rd 50 | Ada | OH | 45810 | Hardin | RFC | PJM | PJM Interconnection, LLC | Solar | Solar Photovoltaic | 2 | PV1; PV2 | 3 | 2.7 | 2.7 | NR | IPP Non-CHP | 12.47 | Q |  |  |  |  | 3.2 | Y | [5 empty] | 2016
60914 | WECC | Westmont 300B | 60281 | Altus Power America Management, LLC | 33.7661 | -118.2847 | 300 Westmont Dr | San Pedro | CA | 90731 | Los Angeles | WECC | LDWP | Los Angeles Department of Water and Power | Solar | Solar Photovoltaic | 1 | W5328 | 3 | 2.3 | 1.5 | NR | IPP Non-CHP | 34.5 | Q |  |  |  |  | 3.3 | [6 empty] | 2016
60915 | PJM | Correctional Solar LLC | 58468 | Dominion Renewable Energy | 37.4715 | -76.8446 | 5500 Mt. Nebo Road | Barhamsville | VA | 23011 | New Kent | SERC | PJM | PJM Interconnection, LLC | Solar | Solar Photovoltaic | 1 | PV1 | 20 | 20 | 20 | NR | IPP Non-CHP | 34.5 | I |  |  |  |  | 22.9 | Y | [5 empty] | 2017
60916 | PJM | Sussex Drive, LLC | 58468 | Dominion Renewable Energy | 36.9405 | -77.4178 | 11498 Sussex Drive | Stoney Creek | VA | 23882 | Sussex | SERC | PJM | PJM Interconnection, LLC | Solar | Solar Photovoltaic | 1 | PV1 | 20 | 20 | 20 | NR | IPP Non-CHP | 34.5 | I |  |  |  |  | 28.3 | Y | [5 empty] | 2017
60917 | PJM | Buckingham Solar LLC | 58468 | Dominion Renewable Energy | 37.5029 | -78.3792 | 23 High Rock Road | Cumberland | VA | 23040 | Buckingham | SERC | PJM | PJM Interconnection, LLC | Solar | Solar Photovoltaic | 1 | PV1 | 19.8 | 19.8 | 19.8 | NR | IPP Non-CHP | 34.5 | I |  |  |  |  | 22.7 | Y | [5 empty] | 2017
60918 | WECC | Verwey-Hanford Dairy Digester #1 | 60572 | AlsoEnergy | 36.1852 | -119.6815 | 19765 13th Ave | Hanford | CA | 93230 | Kings | WECC | CISO | California Independent System Operator | Other | Other Waste Biomass | 1 | 00003 | 1 | 1 | 1 | NR | Industrial Non-CHP | 12 | COM | [11 empty] | 2016
60919 | MISO | Shakopee Met Council WTP | 60573 | Oak Leaf Solar V LLC | 44.7966 | -93.437 | 6957 Highway 101 | Shakopee | MN | 55379 | Scott | MRO | MISO | Midcontinent Independent Transmission System Operator, Inc.. | Solar | Solar Photovoltaic | 1 | SHAK | 1.3 | 1.3 | 1.3 | NR | IPP Non-CHP | 13.8 | Q |  |  |  |  | 1.6 | [6 empty] | 2016
60923 | PJM | Clyde Solar Array | 60571 | AEP Onsite Partners, LLC | 41.3194 | -82.9843 | 749 West McPherson Hwy | Clyde | OH | 43410 | Sandusky | RFC | PJM | PJM Interconnection, LLC | Solar | Solar Photovoltaic | 1 | PV1 | 2.8 | 2.8 | 0.7 | NR | IPP Non-CHP | 12.47 | Q |  |  |  |  | 3.7 | Y | [5 empty] | 2016
60924 | SPP | Ozarks Natural Energy Community Solar | 14289 | Ozarks Electric Coop Corp - (AR) | 36.1643 | -94.0823 | 2154 Boulder WC 2052 | Springdale | AR | 72765 | Washington | MRO | SWPP | Southwest Power Pool | Solar | Solar Photovoltaic | 1 | GEN1 | 1 | 1 | 1 | RE | Electric Utility | 0.48 | C |  |  |  |  | 1.7 | Y | [5 empty] | 2016
60925 | MISO | Montgomery County | 55937 | Entergy Texas Inc. | 30.4408 | -95.5275 | 11191 Longstreet Road | Willis | TX | 77318 | Montgomery | SERC | MISO | Midcontinent Independent Transmission System Operator, Inc.. | Natural Gas | Natural Gas Fired Combined Cycle | 3 | 1A; 1B; 1C | 1000 | 1000 | 1000 | RE | Electric Utility | 230 | I | [11 empty] | 2021
60926 | MISO | St. Charles Power Station (LA) | 11241 | Entergy Louisiana LLC | 30.01 | -90.4608 | 17420 River Road | La Place | LA | 70068 | St Charles | SERC | MISO | Midcontinent Independent Transmission System Operator, Inc.. | Natural Gas | Natural Gas Fired Combined Cycle | 3 | 1A; 1B; 1C | 1000 | 1000 | 1000 | RE | Electric Utility | 230 | I | [11 empty] | 2019
60927 | MISO | Lake Charles Power | 11241 | Entergy Louisiana LLC | 30.271 | -93.2886 | 3500 Houston River Road | West Lake | LA | 70669 | Calcasieu | SERC | MISO | Midcontinent Independent Transmission System Operator, Inc.. | Natural Gas | Natural Gas Fired Combined Cycle | 3 | 1A; 1B; 1C | 1000 | 1000 | 1000 | RE | Electric Utility | 138 | I | [11 empty] | 2020
60928 | MISO | New Orleans Power | 13478 | Entergy New Orleans, LLC | 30.0081 | -89.9372 | 3601 Paris Road | New Orleans | LA | 70129 | Orleans | SERC | MISO | Midcontinent Independent Transmission System Operator, Inc.. | Natural Gas | Natural Gas Internal Combustion Engine | 7 | RICE1; RICE2; RICE3; RICE4; RICE5; RICE6; RICE7 | 131.6 | 131.6 | 131.6 | RE | Electric Utility | 115 | I | [11 empty] | 2020
60931 | SPP | CCC Hastings Wind Turbine | 60578 | CCC Hastings Renewable Energy, LLC | 40.57 | -98.334 | 3106 Academic Dr. | Hastings | NE | 68901 | Adams | MRO | SWPP | Southwest Power Pool | Wind | Onshore Wind Turbine | 1 | WT1 | 1.7 | 1.7 | 1.7 | NR | IPP Non-CHP | 13.8 | Q |  | 1 | GE | 264 | [7 empty] | 2016
60932 | SPP | Creston Ridge Wind Farm | 60577 | Creston Ridge, LLC | 41.678 | -97.386 | 45248 205th Ave | Creston | NE | 68631 | Platte | MRO | SWPP | Southwest Power Pool | Wind | Onshore Wind Turbine | 1 | WT1 | 6.8 | 6.8 | 6.8 | NR | IPP Non-CHP | 34.5 | Q |  | 4 | GE | 264 | [7 empty] | 2015
60933 | PJM | Hopewell Cogeneration NJ | 63953 | Hopewell Campus Owners LLC | 40.3483 | -74.7715 | 311 Pennington Rocky Hill Road | Pennington | NJ | 8534 | Mercer | RFC | PJM | PJM Interconnection, LLC | Natural Gas | Natural Gas Internal Combustion Engine | 2 | GEN1; GEN2 | 4 | 4 | 4 | NR | Commercial CHP | 69 | COM | [11 empty] | 2015
60935 | MISO | GRE Marshan Solar | 60520 | SoCore Energy LLC | 44.6922 | -92.8169 | 17747 Red Wind Blvd | Hastings | MN | 55033 | Dakota | MRO | MISO | Midcontinent Independent Transmission System Operator, Inc.. | Solar | Solar Photovoltaic | 1 | PV1 | 1 | 1 | 1 | NR | IPP Non-CHP | 0.48 | Q |  |  |  |  | 1.2 | [6 empty] | 2017
60936 | MISO | New Auburn DPC Solar | 60520 | SoCore Energy LLC | 45.21 | -91.4353 | 24880 WI 40 | New Auburn | WI | 54757 | Chippewa | MRO | MISO | Midcontinent Independent Transmission System Operator, Inc.. | Solar | Solar Photovoltaic | 1 | PV1 | 2.5 | 2.5 | 2.5 | NR | IPP Non-CHP | 0.48 | Q |  |  |  |  | 3.7 | [6 empty] | 2018
60937 | MISO | Antlia Community Solar | 60587 | Antlia Community Solar | 43.9065 | -96.1382 | 1637 41st St | Edgerton | MN | 55128 | Pipestone | MRO | MISO | Midcontinent Independent Transmission System Operator, Inc.. | Solar | Solar Photovoltaic | 2 | IACS1; IACS2 | 2 | 1.8 | 1.8 | NR | IPP Non-CHP | 23.9 | Q |  |  |  |  | 2.6 | [6 empty] | 2017
60938 | MISO | Aries Community Solar | 60588 | Aries Community Solar | 44.0449 | -92.9886 | 402 Church Street | Claremont | MN | 55924 | Dodge | MRO | MISO | Midcontinent Independent Transmission System Operator, Inc.. | Solar | Solar Photovoltaic | 4 | AACS1; AACS2; AACS3; AACS4 | 4 | 3.6 | 3.6 | NR | IPP Non-CHP | 12.5 | Q |  |  |  |  | 5.2 | N | [5 empty] | 2017
60939 | MISO | Centaurus Community Solar | 60589 | Centaurus Community Solar | 44.9491 | -95.5113 | 4085 Hwy 7 SE | Maynard | MN | 56260 | Chippewa | MRO | MISO | Midcontinent Independent Transmission System Operator, Inc.. | Solar | Solar Photovoltaic | 2 | KCCS1; KCCS2 | 2 | 1.8 | 1.8 | NR | IPP Non-CHP | 12.5 | Q |  |  |  |  | 2.6 | [6 empty] | 2017
60940 | MISO | Gemini Community Solar | 60590 | Gemini Community Solar | 45.3003 | -92.8044 | 24299 Olinda Trail | Scandia | MN | 55073 | Washington | MRO | MISO | Midcontinent Independent Transmission System Operator, Inc.. | Solar | Solar Photovoltaic | 3 | LGCS1; LGCS2; LGCS3 | 3 | 2.7 | 2.7 | NR | IPP Non-CHP | 12.5 | Q |  |  |  |  | 3.9 | [6 empty] | 2017
60941 | MISO | Mapleton Community Solar | 60591 | Mapleton Community Solar | 43.9289 | -93.9561 | 12220 590th Avenue | Mapleton | MN | 56065 | Blue Earth | MRO | MISO | Midcontinent Independent Transmission System Operator, Inc.. | Solar | Solar Photovoltaic | 3 | DMCS1; DMCS2; DMCS3 | 3 | 2.7 | 2.7 | NR | IPP Non-CHP | 12.5 | Q |  |  |  |  | 3.9 | [6 empty] | 2017
60942 | MISO | Morgan Community Solar | 60592 | Morgan Community Solar | 44.4132 | -94.9076 | 43781 County Rd 3 | Morgan | MN | 56266 | Redwood | MRO | MISO | Midcontinent Independent Transmission System Operator, Inc.. | Solar | Solar Photovoltaic | 3 | BMCS1; BMCS2; BMCS3 | 3 | 2.7 | 2.7 | NR | IPP Non-CHP | 23.9 | Q |  |  |  |  | 3.9 | [6 empty] | 2017
60943 | MISO | Spica Community Solar | 60593 | Spica Community Solar | 44.9361 | -94.8541 | 13833 195 Ave SE | Lake Lillian | MN | 56253 | Kandiyohi | MRO | MISO | Midcontinent Independent Transmission System Operator, Inc.. | Solar | Solar Photovoltaic | 2 | MSCS1; MSCS2 | 2 | 1.8 | 1.8 | NR | IPP Non-CHP | 12.5 | Q |  |  |  |  | 2.6 | [6 empty] | 2017
60944 | MISO | Vega Community Solar | 60594 | Vega Community Solar | 45.3828 | -95.2037 | 19797 180th Street | Glenwood | MN | 56334 | Pope | MRO | MISO | Midcontinent Independent Transmission System Operator, Inc.. | Solar | Solar Photovoltaic | 5 | NVCS1; NVCS2; NVCS3; NVCS4; NVCS5 | 5 | 4.5 | 4.5 | NR | IPP Non-CHP | 12.5 | Q |  |  |  |  | 6.5 | [6 empty] | 2017
60945 | MISO | Spartan PV 1, LLC | 56990 | NJR Clean Energy Ventures Corporation | 42.7151 | -84.4824 | 220 Trowbridge Road | East Lansing | MI | 48824 | Ingham | RFC | MISO | Midcontinent Independent Transmission System Operator, Inc.. | Solar | Solar Photovoltaic | 1 | PV1 | 10.5 | 10.5 | 10.5 | NR | IPP Non-CHP | 13.8 | Q |  |  |  |  | 13.5 | [6 empty] | 2017
60947 | WECC | Jacumba Solar Farm | 49893 | Invenergy Services LLC | 32.6212 | -116.129 | 47311 Old Highway 80 | Jacumba | CA | 91934 | San Diego | WECC | CISO | California Independent System Operator | Solar | Solar Photovoltaic | 1 | Q644A | 20 | 20 | 20 | NR | IPP Non-CHP | 138 | Q |  |  |  |  | 28.2 | [6 empty] | 2017
60951 | MISO | West Dubuque Solar | 9417 | Interstate Power and Light Co | 42.4918 | -90.7922 | 15497 Humke Road | Dubuque | IA | 52002 | Dubuque | MRO | MISO | Midcontinent Independent Transmission System Operator, Inc.. | Solar | Solar Photovoltaic | 1 | PV1 | 3.8 | 3.4 | 3.1 | RE | Electric Utility | 13.8 | I |  |  |  |  | 5 | [6 empty] | 2017
60953 | WECC | Owens Valley Solar Project 11 | 11208 | Los Angeles Department of Water & Power | 36.2751 | -118.0122 | 700 E Fall Road | Olancha | CA | 93549 | Inyo | WECC | LDWP | Los Angeles Department of Water and Power | Solar | Solar Photovoltaic | 1 | W5381 | 1 | 1 | 1 | NR | IPP Non-CHP | 34.5 | M |  |  |  |  | 1.1 | [6 empty] | 2016
60955 | MISO | Strawberry Point DPC Solar | 60520 | SoCore Energy LLC | 42.6786 | -91.5452 | 501 Westwood Avenue | Strawberry Point | IA | 52076 | Clayton | MRO | MISO | Midcontinent Independent Transmission System Operator, Inc.. | Solar | Solar Photovoltaic | 1 | PV1 | 1.3 | 1.3 | 1.3 | NR | IPP Non-CHP | 0.48 | Q |  |  |  |  | 1.6 | Y | [5 empty] | 2017
60956 | SPP | Westar Cities Solar | 60520 | SoCore Energy LLC | 38.0194 | -97.9753 | 3200 S Broadacres Rd | Hutchinson | KS | 67501 | Reno | MRO | SWPP | Southwest Power Pool | Solar | Solar Photovoltaic | 1 | PV1 | 1 | 1 | 1 | NR | IPP Non-CHP | 12.47 | Q |  |  |  |  | 1.3 | Y | [5 empty] | 2017
60957 | MISO | Sand Lake DPC Solar | 60520 | SoCore Energy LLC | 45.4455 | -92.549 | 928 WI 35 | Centuria | WI | 54824 | Polk | MRO | MISO | Midcontinent Independent Transmission System Operator, Inc.. | Solar | Solar Photovoltaic | 1 | PV1 | 1 | 1 | 1 | NR | IPP Non-CHP | 0.48 | Q |  |  |  |  | 1.5 | Y | [5 empty] | 2017
60958 | MISO | Nesvold Watertown Solar | 60520 | SoCore Energy LLC | 44.9371 | -93.8287 | 3680 County Rd 10 | Watertown | MN | 55388 | Carver | MRO | MISO | Midcontinent Independent Transmission System Operator, Inc.. | Solar | Solar Photovoltaic | 5 | PV1; PV2; PV3; PV4; PV5 | 5 | 5 | 5 | NR | IPP Non-CHP | 13.8 | Q |  |  |  |  | 7 | [6 empty] | 2018
60960 | WECC | Hyperion Treatment Plant CHP Plant | 60396 | Constellation New Energy Inc. | 33.9254 | -118.4298 | 12000 Vista Del Mar | Playa del Rey | CA | 90293 | Los Angeles | WECC | LDWP | Los Angeles Department of Water and Power | Other | Other Waste Biomass | 3 | CTG1; CTG2; STG1 | 33 | 22 | 22 | NR | IPP Non-CHP | 34.5 | Q | [11 empty] | 2017
60962 | MISO | Red Maple Solar | 63249 | Terraform Arcadia | 44.3194 | -93.899 | 43555 315th Ave | Cleveland | MN | 56082 | Le Sueur | MRO | MISO | Midcontinent Independent Transmission System Operator, Inc.. | Solar | Solar Photovoltaic | 3 | PV1; PV2; PV3 | 3 | 3 | 3 | NR | IPP Non-CHP | 0.48 | Q |  |  |  |  | 3.9 | Y | [5 empty] | 2018
60964 | WECC | Apache Solar I | 796 | Arizona Electric Pwr Coop Inc | 32.0681 | -109.8904 | 3800 N. Hwy 191 | Cochise | AZ | 85606 | Cochise | WECC | WALC | Western Area Power Administration - Desert Southwest Region | Mixed | Batteries; Solar Photovoltaic | 3 | AEPB1; AEPS1; TRIB1 | 40 | 40 | 40 | RE | Electric Utility | 69 | C |  |  |  |  | 24.7 | Y |  | 80 | 20 | 20 | LIB | 2017
60966 | MISO | Lind Solar CSG | 63249 | Terraform Arcadia | 44.8024 | -93.9087 | 11110 Tacoma Ave | Young America | MN | 55397 | Carver | MRO | MISO | Midcontinent Independent Transmission System Operator, Inc.. | Solar | Solar Photovoltaic | 1 | S0222 | 4.9 | 4.9 | 4.2 | NR | IPP Non-CHP | 34.5 | Q |  |  |  |  | 6.1 | [6 empty] | 2017
60968 | PJM | Scott-II Solar LLC | 58468 | Dominion Renewable Energy | 37.5262 | -77.9446 | 4325 Old Buckingham Road | Powhatan | VA | 23139 | Powhatan | SERC | PJM | PJM Interconnection, LLC | Solar | Solar Photovoltaic | 1 | PV1 | 20 | 20 | 20 | NR | IPP Non-CHP | 34.5 | I |  |  |  |  | 28.3 | Y | [5 empty] | 2017
60971 | MISO | Michael Solar | 60520 | SoCore Energy LLC | 45.6675 | -94.7083 | 28610 Co. Rd157 | Freeport | MN | 56331 | Stearns | MRO | MISO | Midcontinent Independent Transmission System Operator, Inc.. | Solar | Solar Photovoltaic | 4 | PV1; PV2; PV3; PV4 | 4 | 4 | 4 | NR | IPP Non-CHP | 12.5 | Q |  |  |  |  | 5.6 | [6 empty] | 2017
60974 | WECC | Glendale Battery Energy Storage System | 7294 | City of Glendale - (CA) | 34.1623 | -118.2837 | 6135 San Fernando Road | Glendale | CA | 91201 | Los Angeles | WECC | LDWP | Los Angeles Department of Water and Power | Battery | Batteries | 1 | 2BESS | 2 | 2 | 2 | RE | Electric Utility | 69 | M | [7 empty] | 1 | 1 | 2 | LIB | 2017
60975 | WECC | Whitney Point Solar | 60619 | Whitney Point Solar, LLC | 36.3769 | -120.1385 | 24372 South Lake Ave | Five Points | CA | 93624 | Fresno | WECC | CISO | California Independent System Operator | Solar | Solar Photovoltaic | 1 | WS532 | 20 | 20 | 20 | NR | IPP Non-CHP | 70 | Q |  |  |  |  | 28.6 | Y | [5 empty] | 2017
60976 | WECC | OSLH, LLC | 60610 | OSLH, LLC | 44.061 | -121.228 | 6235 Erickson Rd | Bend | OR | 97701 | Deschutes | WECC | PACW | PacifiCorp - West | Solar | Solar Photovoltaic | 1 | PV1 | 9.9 | 9.9 | 9.9 | NR | IPP Non-CHP | 12.47 | Q |  |  |  |  | 10.4 | Y | [5 empty] | 2016
60978 | WECC | CSUF State College | 61944 | MN8 Energy LLC | 33.8791 | -117.8887 | Student Union Drive | Fullerton | CA | 92831 | Orange | WECC | CISO | California Independent System Operator | Solar | Solar Photovoltaic | 1 | PV1 | 1 | 1 | 1 | NR | IPP Non-CHP | 12.47 | Q |  |  |  |  | 1.1 | [6 empty] | 2016
60979 | WECC | CSUF Nutwood Solar | 61944 | MN8 Energy LLC | 33.8791 | -117.8887 | N. State College Blvd | Fullerton | CA | 92831 | Orange | WECC | CISO | California Independent System Operator | Solar | Solar Photovoltaic | 1 | PV1 | 1.9 | 1.9 | 1.9 | NR | IPP Non-CHP | 12.47 | Q |  |  |  |  | 2.2 | [6 empty] | 2016
60981 | WECC | NextEra Westside PV | 60614 | Westside Solar, LLC | 36.3818 | -120.1345 | 24090 South Lake Ave | Five Points | CA | 93624 | Fresno | WECC | CISO | California Independent System Operator | Solar | Solar Photovoltaic | 1 | WS526 | 20 | 20 | 20 | NR | IPP Non-CHP | 70 | Q |  |  |  |  | 27 | Y | [5 empty] | 2017
60984 | WECC | Lindberg Field Solar 2 | 60618 | Lindberg Field Solar 2, LLC | 32.7294 | -117.2051 | 3365 Admiral Boland Way | San Diego | CA | 92101 | San Diego | WECC | CISO | California Independent System Operator | Solar | Solar Photovoltaic | 1 | PV1 | 1.9 | 1.9 | 1.9 | NR | IPP Non-CHP | 12 | Q |  |  |  |  | 2.2 | [6 empty] | 2017
60985 | PJM | Elizabethtown Solar | 61012 | AES Distributed Energy | 40.1527 | -76.5814 | 701 Campus Road | Elizabethtown | PA | 17022 | Lancaster | RFC | PJM | PJM Interconnection, LLC | Solar | Solar Photovoltaic | 1 | ESPV | 2 | 2 | 2 | NR | IPP Non-CHP | 12.47 | Q |  |  |  |  | 2.6 | [6 empty] | 2016
60990 | PJM | Florence Solar W3-080, LLC | 60281 | Altus Power America Management, LLC | 40.0956 | -74.7876 | 1019 Cedar Lane | Florence | NJ | 8016 | Burlington | RFC | PJM | PJM Interconnection, LLC | Solar | Solar Photovoltaic | 1 | PV1 | 7.9 | 7.9 | 7.9 | NR | IPP Non-CHP | 26.4 | Q |  |  |  |  | 9.9 | [6 empty] | 2016
60991 | SPP | Sterling I Wind Farm | 60634 | AEM Wind LLC | 33.3596 | -103.2506 | Sterling I Wind Farm | Tatum | NM | 88267 | Lea | MRO | SWPP | Southwest Power Pool | Wind | Onshore Wind Turbine | 1 | STER1 | 29.9 | 29.9 | 29.9 | NR | IPP Non-CHP | 69 | Q |  | 13 | GE | 80 | [7 empty] | 2017
60992 | PJM | Northern Cardinal Solar | 63249 | Terraform Arcadia | 36.4333 | -77.7197 | Opposite 2929 Sam Powell Dairy | Roanoke Rapids | NC | 27870 | Halifax | SERC | PJM | PJM Interconnection, LLC | Solar | Solar Photovoltaic | 1 | NCARD | 2 | 2 | 2 | NR | IPP Non-CHP | 34.5 | Q |  |  |  |  | 3.6 | Y | [5 empty] | 2018
60994 | PJM | French's Landfill PV | 60281 | Altus Power America Management, LLC | 40.1097 | -74.1302 | 1060 Sally Ike Road | Brick | NJ | 8723 | Ocean | RFC | PJM | PJM Interconnection, LLC | Solar | Solar Photovoltaic | 1 | GEN1 | 5.1 | 5 | 5 | NR | Commercial Non-CHP | 34.5 | Q |  |  |  |  | 6.1 | [6 empty] | 2014
60995 | WECC | Ramona Solar Energy | 16609 | San Diego Gas & Electric Co | 33.0185 | -116.8607 | 1049 Creelman Lane | Ramona | CA | 92065 | San Diego | WECC | CISO | California Independent System Operator | Solar | Solar Photovoltaic | 1 | 1 | 4.3 | 3.7 | 3.6 | RE | Electric Utility | 12 | I |  |  |  |  | 4.9 | [6 empty] | 2017
60996 | WECC | Iron Horse Battery Storage Hybrid | 56215 | Big Sky Wind, LLC | 32.0985 | -110.8191 | 8410 H East Rita Road | Tucson | AZ | 85747 | Pima | WECC | TEPC | Tucson Electric Power Company | Mixed | Batteries; Solar Photovoltaic | 2 | BA1; PV1 | 12 | 12 | 12 | NR | IPP Non-CHP | 13.8 | Q |  |  |  |  | 2.5 |  |  | 2.5 | 10 | 10 | LIB | 2017
60997 | PJM | Everett PV1 | 58970 | Ecoplexus, Inc | 35.8211 | -77.3096 | 1352 N. Main Street | Parmele | NC | 27871 | Martin | SERC | PJM | PJM Interconnection, LLC | Solar | Solar Photovoltaic | 1 | EVRT1 | 10 | 10 | 10 | NR | IPP Non-CHP | 34.5 | Q |  |  |  |  | 13 | [6 empty] | 2019
60998 | PJM | Underwood PV2 | 58970 | Ecoplexus, Inc | 36.4194 | -77.0495 | 301 Underwood Road | Murfreesboro | NC | 27855 | Hertford | SERC | PJM | PJM Interconnection, LLC | Solar | Solar Photovoltaic | 1 | UNWD2 | 16 | 16 | 16 | NR | IPP Non-CHP | 34.5 | Q |  |  |  |  | 20 | [6 empty] | 2020
60999 | SPP | Reading Wind Project | 17650 | Southern Power Co | 38.475 | -95.9655 | 2459 Road V | Reading | KS | 66868 | Lyon | MRO | SWPP | Southwest Power Pool | Wind | Onshore Wind Turbine | 1 | READW | 200.1 | 200.1 | 200.1 | NR | IPP Non-CHP | 115 | I |  | 64 | Siemens Gamesa | 333 | [7 empty] | 2020
61004 | PJM | Whirlpool Corporation - Ottawa Wind Farm | 60644 | OEE XXIV LLC | 41.0028 | -84.0337 | 1 Energy Drive | Ottawa | OH | 45875 | Putnam | RFC | PJM | PJM Interconnection, LLC | Wind | Onshore Wind Turbine | 1 | W1 | 1.5 | 1.5 | 1.5 | NR | Industrial Non-CHP | 12.5 | IND |  | 1 | Goldwind | 262 | [7 empty] | 2018
61005 | PJM | Whirlpool Corporation - Marion Wind Farm | 60645 | OEE XXIII LLC | 40.5912 | -83.1785 | 2365 Marion Williamsport Road | Marion | OH | 43302 | Marion | RFC | PJM | PJM Interconnection, LLC | Wind | Onshore Wind Turbine | 3 | W1; W2; W3 | 4.5 | 4.5 | 4.5 | NR | Industrial Non-CHP | 34.5 | IND |  | 3 | Goldwind | 262 | [7 empty] | 2017
61006 | WECC | SCDA Solar 1 | 60648 | SCDA Solar 1, LLC | 38.6902 | -121.5865 | 6640 Aviation Drive | Sacramento | CA | 95837 | Sacramento | WECC | CISO | California Independent System Operator | Solar | Solar Photovoltaic | 1 | SCAIR | 7 | 7 | 7 | NR | IPP Non-CHP | 12.47 | Q |  |  |  |  | 7.9 | Y | [5 empty] | 2017
61011 | PJM | Chestnut Solar | 58468 | Dominion Renewable Energy | 36.18 | -77.712 | 13889 NC Highway 481 | Enfield | NC | 27823 | Halifax | SERC | PJM | PJM Interconnection, LLC | Solar | Solar Photovoltaic | 1 | PV1 | 74.9 | 74.9 | 74.9 | RE | Electric Utility | 115 | I |  |  |  |  | 100 | Y | [5 empty] | 2020
61013 | WECC | Marin Clean Energy Solar One | 61012 | AES Distributed Energy | 37.9453 | -122.3772 | 835 Castro Street | Richmond | CA | 94801 | Contra Costa | WECC | CISO | California Independent System Operator | Solar | Solar Photovoltaic | 1 | MCES1 | 10.5 | 10.5 | 10.5 | NR | IPP Non-CHP | 12.47 | Q |  |  |  |  | 13 | Y | [5 empty] | 2017
61023 | PJM | Hollyfield | 19876 | Virginia Electric & Power Co | 37.672 | -77.1704 | 521 Hollyfield Lane | Manquin | VA | 23106 | King William | SERC | PJM | PJM Interconnection, LLC | Solar | Solar Photovoltaic | 1 | 1 | 17 | 17 | 17 | RE | Electric Utility | 34.5 | I |  |  |  |  | 22.5 | Y | [5 empty] | 2018
61028 | PJM | Hickory Run Energy Station | 60659 | Hickory Run Energy, LLC | 40.9944 | -80.43 | 4900 Edinburg Road | New Castle | PA | 16102 | Lawrence | RFC | PJM | PJM Interconnection, LLC | Natural Gas | Natural Gas Fired Combined Cycle | 3 | CTG1; CTG2; STG1 | 1033.7 | 938 | 1007.7 | NR | IPP Non-CHP | 345 | Q | HICRUNEC20 KV 1A CTG; HICRUNEC20 KV 1B CTG; HICRUNEC22 KV 1S STG | [10 empty] | 2020
61031 | PJM | Floyd Road Solar Farm | 60025 | Greenbacker Renewable Energy Corporation | 36.5059 | -77.6775 | 4361 NC 46 HW | Gaston | NC | 29053 | Northampton | SERC | PJM | PJM Interconnection, LLC | Solar | Solar Photovoltaic | 1 | PV1 | 5 | 5 | 5 | NR | IPP Non-CHP | 12.8 | Q |  |  |  |  | 6.8 | Y | [5 empty] | 2017
61035 | PJM | Birdsboro Power | 60672 | Birdsboro Power LLC | 40.2685 | -75.7997 | 1 Armorcast Rd | Birdsboro | PA | 19508 | Berks | RFC | PJM | PJM Interconnection, LLC | Natural Gas | Natural Gas Fired Combined Cycle | 1 | GEN1 | 525 | 485 | 485 | NR | IPP Non-CHP | 230 | Q | 1552843818 | [10 empty] | 2019
61040 | WECC | Twin Buttes II Wind | 15399 | Avangrid Power LLC | 37.773 | -102.546 | 9938 County Road 12 | Lamar | CO | 81052 | Prowers | WECC | WACM | Western Area Power Administration - Rocky Mountain Region | Wind | Onshore Wind Turbine | 1 | WT1 | 75 | 75 | 75 | NR | IPP Non-CHP | 230 | Q |  | 36 | Gamesa | 262 | [7 empty] | 2017
61044 | WECC | La Joya NM | 15399 | Avangrid Power LLC | 34.81 | -105.74 | 409 Eshleman Road | Encino | NM | 88321 | Torrance | WECC | PNM | Public Service Company of New Mexico | Wind | Onshore Wind Turbine | 2 | LAJ1; LAJ2 | 306.2 | 306.2 | 306.2 | NR | IPP Non-CHP | 69 | Q |  | 111 | GE | 292 | [7 empty] | 2021
61046 | MISO | Tatanka Ridge | 63897 | Tatanka Ridge LLC | 44.592 | -96.576 | 19139 479 Ave | Toronto | SD | 57268 | Deuel | MRO | MISO | Midcontinent Independent Transmission System Operator, Inc.. | Wind | Onshore Wind Turbine | 1 | WT1 | 154 | 154 | 154 | NR | IPP Non-CHP | 345 | I | OTP.TATANKARID | 56 | GE | 292 | [7 empty] | 2021
61048 | WECC | Solar Star Oregon II | 15399 | Avangrid Power LLC | 44.1843 | -120.918 | 12515 SW Millican Road | Prineville | OR | 97754 | Crook | WECC | PACW | PacifiCorp - West | Solar | Solar Photovoltaic | 1 | PV1 | 56.3 | 56 | 56 | NR | IPP Non-CHP | 115 | Q |  |  |  |  | 69.5 | Y | [5 empty] | 2017
61053 | PJM | Greenfield Solar Park | 9234 | Indiana Municipal Power Agency | 39.7938 | -85.8165 | 531 N. Windswept Road. | Greenfield | IN | 46140 | Hancock | RFC | PJM | PJM Interconnection, LLC | Solar | Solar Photovoltaic | 1 | SGREE | 2.8 | 2.8 | 2.2 | RE | Electric Utility | 12.47 | P |  |  |  |  | 3.6 | Y | [5 empty] | 2017
61054 | PJM | IMPA Anderson Solar Park 2 | 9234 | Indiana Municipal Power Agency | 40.1383 | -85.6909 | 2202 North Madison Ave | Anderson | IN | 46011 | Madison | RFC | PJM | PJM Interconnection, LLC | Solar | Solar Photovoltaic | 1 | SAND2 | 8.1 | 8.1 | 6.5 | RE | Electric Utility | 13.2 | P |  |  |  |  | 10.2 | Y | [5 empty] | 2017
61055 | PJM | DG AMP Solar Front Royal | 60370 | DG AMP Solar, LLC | 38.929 | -78.18 | 1101 Manassas Ave | Front Royal | VA | 22360 | Warren | RFC | PJM | PJM Interconnection, LLC | Solar | Solar Photovoltaic | 1 | AMPFR | 2.5 | 2.5 | 2.5 | NR | IPP Non-CHP | 13.2 | Q |  |  |  |  | 3.5 | [6 empty] | 2017
61056 | SPP | Seward Wind Farm | 61275 | Seward Wind LLC | 40.895 | -97.1951 | 1454 350th Road | Seward | NE | 68434 | Seward | MRO | SWPP | Southwest Power Pool | Wind | Onshore Wind Turbine | 1 | T1 | 1.7 | 1.7 | 1.7 | NR | IPP Non-CHP | 12.47 | Q |  | 1 | GE | 262.5 | [7 empty] | 2017
61058 | MISO | Kramer Solar CSG | 62759 | National Grid Renewables | 44.747 | -94.7057 | 121 3rd Street NE | Hector | MN | 55342 | Renville | MRO | MISO | Midcontinent Independent Transmission System Operator, Inc.. | Solar | Solar Photovoltaic | 3 | 0000B; KRAM2; KRAM3 | 3 | 3 | 3 | NR | IPP Non-CHP | 4.16 | Q |  |  |  |  | 4.5 | [6 empty] | 2017
61059 | MISO | Novel OYA of Osakis CSG | 62033 | NRG MN Community LLC | 45.85 | -95.15 | 4189 Hwy 27 SE | Osakis | MN | 56360 | Douglas | MRO | MISO | Midcontinent Independent Transmission System Operator, Inc.. | Solar | Solar Photovoltaic | 1 | 0000G | 5 | 5 | 5 | NR | IPP Non-CHP | 13.8 | Q |  |  |  |  | 7.2 | [6 empty] | 2018
61060 | MISO | Novel - OYA of Mapleton CSG | 62033 | NRG MN Community LLC | 43.93 | -93.96 | 211 Maple Street | Mapleton | MN | 56055 | Blue Earth | MRO | MISO | Midcontinent Independent Transmission System Operator, Inc.. | Solar | Solar Photovoltaic | 1 | 0000I | 3.5 | 3.5 | 3.5 | NR | IPP Non-CHP | 23.9 | Q |  |  |  |  | 7.2 | [6 empty] | 2018
61066 | WECC | Foundation CDCR LAC | 60690 | Foundation CA Fund VIII Manager, LLC | 34.691 | -118.221 | 44750 60th Street | Lancaster | CA | 93536 | Los Angeles | WECC | CISO | California Independent System Operator | Wind | Onshore Wind Turbine | 1 | WTG1 | 1.9 | 1.9 | 1.9 | NR | IPP Non-CHP | 12 | Q |  | 1 | GE | 262 | [7 empty] | 2017
61067 | WECC | Foundation Scheid Vineyards | 60690 | Foundation CA Fund VIII Manager, LLC | 36.2745 | -121.1916 | 1972 Hobson Avenue | Greenfield | CA | 93927 | Monterey | WECC | CISO | California Independent System Operator | Wind | Onshore Wind Turbine | 1 | WTG1 | 1.9 | 1.9 | 1.9 | NR | IPP Non-CHP | 21 | Q |  | 1 | GE | 262 | [7 empty] | 2017
61070 | MISO | Saratoga Wind Farm | 11479 | Madison Gas & Electric Co | 43.4489 | -92.2807 | 10439 Jade Ave | Lime Springs | IA | 52155 | Howard | MRO | MISO | Midcontinent Independent Transmission System Operator, Inc.. | Wind | Onshore Wind Turbine | 1 | SWE | 66 | 66 | 66 | RE | Electric Utility | 161 | I | ALTW.SARATOGA | 33 | Vestas | 308 | [7 empty] | 2019
61072 | MISO | Lemond Solar | 60496 | Adapture Renewables, Inc. | 44.081 | -93.2859 | 4190 SW 8th Street | Owatonna | MN | 55060 | Steele | MRO | MISO | Midcontinent Independent Transmission System Operator, Inc.. | Solar | Solar Photovoltaic | 1 | LEMND | 5 | 5 | 5 | NR | IPP Non-CHP | 12.47 | Q |  |  |  |  | 6.6 | Y | [5 empty] | 2017
61073 | PJM | Pemberton Road I | 56990 | NJR Clean Energy Ventures Corporation | 39.9818 | -74.6974 | 139 N Pemberton Road | Pemberton | NJ | 8068 | Burlington | RFC | PJM | PJM Interconnection, LLC | Solar | Solar Photovoltaic | 1 | PEMB1 | 8.8 | 8.8 | 8.8 | NR | IPP Non-CHP | 34.5 | Q |  |  |  |  | 10 | [6 empty] | 2017
61074 | PJM | Pemberton Road II | 56990 | NJR Clean Energy Ventures Corporation | 39.9799 | -74.7019 | 139 N Pemberton Road | Pemberton | NJ | 8068 | Burlington | RFC | PJM | PJM Interconnection, LLC | Solar | Solar Photovoltaic | 1 | PEMB2 | 8.8 | 8.8 | 8.8 | NR | IPP Non-CHP | 34.5 | Q |  |  |  |  | 10 | [6 empty] | 2017
61077 | MISO | Orient Wind Farm | 12341 | MidAmerican Energy Co | 41.2024 | -94.4172 | 2306 State Highway 92 | Orient | IA | 50849 | Adair | MRO | MISO | Midcontinent Independent Transmission System Operator, Inc.. | Wind | Onshore Wind Turbine | 2 | 1; 2 | 500.8 | 500 | 500 | RE | Electric Utility | 345 | I | MEC.ORIENT1 | 244 | Vestas | 312 | [7 empty] | 2018
61079 | MISO | Beaver Creek Wind | 12341 | MidAmerican Energy Co | 42.107 | -94.1646 | 638 219th S | Ogden | IA | 50212 | Boone | MRO | MISO | Midcontinent Independent Transmission System Operator, Inc.. | Wind | Onshore Wind Turbine | 2 | 1; GT1 | 340 | 340 | 340 | RE | Electric Utility | 345 | I | MEC.BEAVERCR | 170 | Vestas | 312 | [7 empty] | 2017
61084 | WECC | Luning Energy | 57222 | Liberty Utilities (CalPeco Electric) LLC | 38.5469 | -118.1916 | Mile Marker 2.5 | Luning | NV | 89420 | Mineral | WECC | NEVP | Nevada Power Company | Solar | Solar Photovoltaic | 1 | LNING | 50 | 50 | 50 | RE | Electric Utility | 120 | I |  |  |  |  | 54.5 | Y | [5 empty] | 2017
61092 | SPP | Independence Solar Farm | 58822 | MC Power Companies Inc | 39.1171 | -94.2882 | 24451 E Bundschu Rd | Independence | MO | 64056 | Jackson | MRO | SWPP | Southwest Power Pool | Solar | Solar Photovoltaic | 1 | IPL1 | 3 | 3 | 3 | NR | IPP Non-CHP | 13.2 | Q |  |  |  |  | 3.6 | [6 empty] | 2017
61098 | WECC | Battle Mountain Solar Project | 56769 | Consolidated Edison Development Inc. | 40.7184 | -117.0614 | 31400 Blue Flax Road | Battle Mountain | NV | 89820 | Humboldt | WECC | NEVP | Nevada Power Company | Mixed | Batteries; Solar Photovoltaic | 2 | BMBS; BMSP | 126 | 126 | 126 | NR | IPP Non-CHP | 120 | Q |  |  |  |  | 122.9 | Y |  | 25 | 25 | 25 | LIB | 2021
61100 | SPP | Burke Wind, LLC | 60714 | Burke Wind LLC | 48.7545 | -102.6378 | TBD | Bowbells | ND | 58721 | Burke | MRO | SWPP | Southwest Power Pool | Wind | Onshore Wind Turbine | 1 | GE23 | 199.4 | 199.4 | 199.4 | NR | IPP Non-CHP | 345 | Q |  | 89 | GE | 487 | [7 empty] | 2020
61104 | WECC | Pima Community College - East Campus | 57313 | Tesla Inc. | 32.1461 | -110.9906 | 5901 S Calle Santa Cruz | Tucson | AZ | 85706 | Pima | WECC | TEPC | Tucson Electric Power Company | Solar | Solar Photovoltaic | 1 | PV1 | 1.3 | 1.3 | 1.3 | NR | IPP Non-CHP | 1 | Q |  |  |  |  | 1.8 | Y | [5 empty] | 2017
61106 | MISO | Pine River Wind Park | 5109 | DTE Electric Company | 43.5243 | -84.6968 | 318 West Wright Ave | Shepherd | MI | 48883 | Isabella | RFC | MISO | Midcontinent Independent Transmission System Operator, Inc.. | Wind | Onshore Wind Turbine | 1 | 1 | 161.3 | 161.3 | 161.3 | RE | Electric Utility | 138 | I |  | 65 | GE | 295 | [7 empty] | 2019
61107 | WECC | Vanadium Redox Flow Battery Plant | 60336 | SDGE Batteries | 32.6825 | -116.9888 | 7310 San Miguel Road | Bonita | CA | 91902 | San Diego | WECC | CISO | California Independent System Operator | Battery | Batteries | 1 | VRF | 2 | 2 | 2 | RE | Electric Utility | 12 | I | [7 empty] | 8 | 2 | 2 | FLB | 2017
61115 | WECC | Manteca Land PV | 61012 | AES Distributed Energy | 37.8401 | -121.2162 | 13602 California 99 | Manteca | CA | 95336 | San Joaquin | WECC | CISO | California Independent System Operator | Solar | Solar Photovoltaic | 1 | MANT1 | 1 | 1 | 1 | NR | IPP Non-CHP | 17 | Q |  |  |  |  | 1.3 | [6 empty] | 2017
61116 | WECC | Delano Land 1 | 61012 | AES Distributed Energy | 35.7612 | -119.3444 | Highway 43 and Garces Hwy | Delano | CA | 93250 | Kern | WECC | CISO | California Independent System Operator | Solar | Solar Photovoltaic | 1 | DELA1 | 1 | 1 | 1 | NR | IPP Non-CHP | 12 | Q |  |  |  |  | 1.3 | Y | [5 empty] | 2017
61117 | WECC | Bakersfield PV 1 | 61012 | AES Distributed Energy | 35.325 | -118.9815 | 2000 East Planz Road | Bakersfield | CA | 93307 | Kern | WECC | CISO | California Independent System Operator | Solar | Solar Photovoltaic | 1 | BAKE1 | 5.3 | 5.3 | 5.3 | NR | IPP Non-CHP | 21 | Q |  |  |  |  | 7 | Y | [5 empty] | 2017
61118 | WECC | Bakersfield Industrial PV 1 | 61012 | AES Distributed Energy | 35.33 | -118.9931 | 2921 Madison Street | Bakersfield | CA | 93307 | Kern | WECC | CISO | California Independent System Operator | Solar | Solar Photovoltaic | 1 | BIND1 | 1 | 1 | 1 | NR | IPP Non-CHP | 21 | Q |  |  |  |  | 1.5 | N | [5 empty] | 2017
61119 | WECC | Quichapa 1 | 60731 | Quichapa 1 LLC | 37.6582 | -113.2167 | 1252 South 7700 West | Cedar City | UT | 84720 | Iron | WECC | PACE | PacifiCorp - East | Solar | Solar Photovoltaic | 1 | W5519 | 3 | 3 | 2.7 | NR | IPP Non-CHP | 34.5 | COM |  |  |  |  | 3.9 | Y | [5 empty] | 2016
61120 | WECC | Quichapa 2 | 60732 | Quichapa 2 LLC | 37.6668 | -113.189 | 6502 West 600 South | Cedar City | UT | 84720 | Iron | WECC | PACE | PacifiCorp - East | Solar | Solar Photovoltaic | 1 | W5520 | 3 | 3 | 2.7 | NR | IPP Non-CHP | 34.5 | COM |  |  |  |  | 3.9 | Y | [5 empty] | 2016
61121 | WECC | Quichapa 3 | 60733 | Quichapa 3 LLC | 37.6498 | -113.2369 | 8530 West Hwy 56 | Cedar City | UT | 84721 | Iron | WECC | PACE | PacifiCorp - East | Solar | Solar Photovoltaic | 1 | W5521 | 3 | 3 | 2.7 | NR | IPP Non-CHP | 34.5 | COM |  |  |  |  | 3.9 | Y | [5 empty] | 2016
61126 | PJM | Bedford Solar (Oppidum) | 63026 | Oppidum Renewables USA, LLC | 37.335 | -79.481 | 1477 Draper Rd. | Bedford | VA | 24523 | Bedford | RFC | PJM | PJM Interconnection, LLC | Solar | Solar Photovoltaic | 1 | 12346 | 3 | 3 | 3 | NR | IPP Non-CHP | 12.47 | Q |  |  |  |  | 3.4 | Y | [5 empty] | 2017
61131 | PJM | Tolson Solar | 63026 | Oppidum Renewables USA, LLC | 35.8296 | -77.6159 | 2088 Davistown-Mercer Rd. | Tarboro | NC | 27886 | Edgecombe | SERC | PJM | PJM Interconnection, LLC | Solar | Solar Photovoltaic | 1 | 12345 | 3 | 3 | 3 | NR | IPP Non-CHP | 12.47 | Q |  |  |  |  | 4 | Y | [5 empty] | 2015
61134 | PJM | Phelps 158 Solar Farm | 60025 | Greenbacker Renewable Energy Corporation | 36.4426 | -77.1615 | 13429 NC 158 HW | Conway | NC | 27855 | Northampton | SERC | PJM | PJM Interconnection, LLC | Solar | Solar Photovoltaic | 1 | 15800 | 5 | 5 | 5 | NR | IPP Non-CHP | 34.5 | Q |  |  |  |  | 6.5 | Y | [5 empty] | 2018
61135 | SPP | Lebanon Solar Farm (MO) | 12670 | Missouri Jnt Muni.Pwr Elec. Ut. Comm. | 37.6678 | -92.6706 | 2 Sunrise Drive | Lebanon | MO | 65536 | Laclede | SERC | SWPP | Southwest Power Pool | Solar | Solar Photovoltaic | 1 | LSF1 | 2.5 | 2.5 | 2.5 | NR | IPP Non-CHP | 12.47 | P |  |  |  |  | 3.1 | [6 empty] | 2017
61138 | MISO | Armstrong Solar | 60904 | ETCAP NES CS MN 06 LLC | 45.6423 | -95.3564 | 19987 180th St. | Glenwood | MN | 56334 | Pope | MRO | MISO | Midcontinent Independent Transmission System Operator, Inc.. | Solar | Solar Photovoltaic | 1 | 0000A | 3 | 3 | 3 | NR | IPP Non-CHP | 12.5 | Q |  |  |  |  | 3.7 | [6 empty] | 2018
61139 | MISO | Marmas Solar CSG | 62759 | National Grid Renewables | 45.5561 | -94.1171 | 622 19th Ave. SE | St. Cloud | MN | 56304 | Sherburne | MRO | MISO | Midcontinent Independent Transmission System Operator, Inc.. | Solar | Solar Photovoltaic | 4 | MARM2; MARM3; MARM4; MARM5 | 4 | 4 | 4 | NR | IPP Non-CHP | 34.5 | Q |  |  |  |  | 5.6 | [6 empty] | 2018
61140 | MISO | CF Novel Solar CSG Gardens Two, LLC | 61060 | Cypress Creek Renewables | 43.8459 | -93.8367 | 27 250th St. | Minnesota Lake | MN | 56068 | Faribault | MRO | MISO | Midcontinent Independent Transmission System Operator, Inc.. | Solar | Solar Photovoltaic | 1 | 0000D | 1.8 | 1.8 | 1.8 | NR | IPP Non-CHP | 4.16 | Q |  |  |  |  | 2.2 | [6 empty] | 2017
61141 | MISO | CF Novel Solar CSG Gardens Eleven, LLC | 61060 | Cypress Creek Renewables | 44.24 | -93.96 | 48904 MN 22 | Mankato | MN | 56001 | Blue Earth | MRO | MISO | Midcontinent Independent Transmission System Operator, Inc.. | Solar | Solar Photovoltaic | 1 | 0000F | 3 | 3 | 3 | NR | IPP Non-CHP | 13.8 | Q |  |  |  |  | 3.6 | [6 empty] | 2017
61142 | MISO | WasecaSun | 62759 | National Grid Renewables | 44.0514 | -93.3865 | 2800 SW 92nd Ave | Waseca | MN | 56093 | Waseca | MRO | MISO | Midcontinent Independent Transmission System Operator, Inc.. | Solar | Solar Photovoltaic | 5 | 0000H; WASE2; WASE3; WASE4; WASE5 | 5 | 5 | 5 | NR | IPP Non-CHP | 12.5 | Q |  |  |  |  | 7 | [6 empty] | 2018
61144 | MISO | Astoria Station | 14232 | Otter Tail Power Co | 44.575 | -96.5594 | 19333 482nd Ave | Astoria | SD | 57213 | Deuel | MRO | MISO | Midcontinent Independent Transmission System Operator, Inc.. | Natural Gas | Natural Gas Fired Combustion Turbine | 1 | 1 | 349 | 242.69 | 288.79 | RE | Electric Utility | 345 | I | OTP.ASTORIA | [10 empty] | 2021
61145 | PJM | Brown County LFGTE Power Station | 55858 | Energy Developments, Inc d/b/a EDL | 38.895 | -83.903 | 9427 Beyers Road | Georgetown | OH | 45121 | Brown | RFC | PJM | PJM Interconnection, LLC | Other | Landfill Gas | 3 | GM01; GM02; GM03 | 4.8 | 4.5 | 4.5 | NR | IPP Non-CHP | 35 | Q | [11 empty] | 2017
61152 | WECC | Intel Folsom Phase 3 | 57313 | Tesla Inc. | 38.646 | -121.1626 | 1900 Prairie City Road | Folsom | CA | 95630 | Sacramento | WECC | BANC | Balancing Authority of Northern California | Solar | Solar Photovoltaic | 1 | PV1 | 5.2 | 5.2 | 5.2 | NR | IPP Non-CHP | 1 | Q |  |  |  |  | 6.5 | Y | [5 empty] | 2016
61153 | WECC | AT&T Holger | 57128 | Bloom Energy | 37.4176 | -121.9445 | 400 Holger Way | San Jose | CA | 95134 | Santa Clara | WECC | CISO | California Independent System Operator | Natural Gas | Other Natural Gas | 1 | AT057 | 1.3 | 1.3 | 1.3 | NR | IPP Non-CHP | 21 | COM | [11 empty] | 2016
61154 | WECC | AT&T Anaheim | 57128 | Bloom Energy | 33.8364 | -117.9169 | 217 North Lemon Street | Anaheim | CA | 92805 | Orange | WECC | CISO | California Independent System Operator | Natural Gas | Other Natural Gas | 1 | AT058 | 1.3 | 1.3 | 1.3 | NR | IPP Non-CHP | 15 | COM | [11 empty] | 2016
61155 | WECC | Big Timber Wind Farm | 56769 | Consolidated Edison Development Inc. | 45.8554 | -109.6492 | 447 Deadmans Canyon Road | Big Timber | MT | 59011 | Sweet Grass | WECC | NWMT | NorthWestern Energy (NWMT) | Wind | Onshore Wind Turbine | 1 | BT-MT | 25 | 25 | 25 | NR | IPP Non-CHP | 161 | Q |  | 14 | GE | 262.4 | [7 empty] | 2018
61161 | MISO | Harvest Ridge Wind Farm | 60719 | Harvest Ridge Wind Farm | 39.8319 | -88.0723 | TBD | Newman | IL | 61942 | Douglas | SERC | MISO | Midcontinent Independent Transmission System Operator, Inc.. | Wind | Onshore Wind Turbine | 1 | GEN01 | 202 | 202 | 202 | NR | IPP Non-CHP | 345 | Q |  | 48 | Vestas | 345 | [7 empty] | 2020
61165 | WECC | Columbus Solar Project | 66337 | Exus New Mexico | 31.8667 | -107.5875 | 29000 Dust Devel Rd SE | Columbus | NM | 88029 | Luna | WECC | PNM | Public Service Company of New Mexico | Solar | Solar Photovoltaic | 1 | 88029 | 1.9 | 1.9 | 1.9 | NR | IPP Non-CHP | 24.9 | Q |  |  |  |  | 2.3 | Y | [5 empty] | 2017
61168 | WECC | Eland Solar & Storage Center, Phase 1 Hy | 60797 | 68SF 8me LLC | 35.2237 | -117.977 | TBD | Mojave | CA | 93280 | Kern | WECC | LDWP | Los Angeles Department of Water and Power | Mixed | Batteries; Solar Photovoltaic | 2 | 61168; 68SF8 | 459.6 | 350 | 350 | NR | IPP Non-CHP | 230 | Q |  |  |  |  | 384 | Y |  | 600 | 150 | 150 | LIB | 2024
61174 | MISO | Taurus Community Solar | 60822 | Taurus Community Solar | 44.9503 | -95.6915 | 802 N 28th St | Montevideo | MN | 56265 | Chippewa | MRO | MISO | Midcontinent Independent Transmission System Operator, Inc.. | Solar | Solar Photovoltaic | 4 | ETCS1; ETCS2; ETCS3; ETCS4 | 4 | 3.6 | 3.6 | NR | IPP Non-CHP | 12.5 | Q |  |  |  |  | 5.2 | Y | [5 empty] | 2018
61175 | MISO | Pegasus Community Solar | 60823 | Pegasus Community Solar | 45.4955 | -95.1247 | 573 Central Avenue North | Brooten | MN | 56316 | Stearns | MRO | MISO | Midcontinent Independent Transmission System Operator, Inc.. | Solar | Solar Photovoltaic | 2 | CPCS1; CPCS2 | 2 | 1.8 | 1.8 | NR | IPP Non-CHP | 12.5 | Q |  |  |  |  | 2.6 | [6 empty] | 2017
61176 | MISO | Antares Community Solar | 60824 | Antares Community Solar | 44.2262 | -95.6238 | 1401 4th St | Tracy | MN | 56175 | Lyon | MRO | MISO | Midcontinent Independent Transmission System Operator, Inc.. | Solar | Solar Photovoltaic | 3 | FACS1; FACS2; FACS3 | 3 | 2.7 | 2.7 | NR | IPP Non-CHP | 13.8 | Q |  |  |  |  | 3.9 | Y | [5 empty] | 2018
61177 | MISO | Corvus Community Solar | 60825 | Corvus Community Solar | 44.1914 | -93.944 | 198 Sakatah Dr | Mankato | MN | 56002 | Blue Earth | MRO | MISO | Midcontinent Independent Transmission System Operator, Inc.. | Solar | Solar Photovoltaic | 5 | GCCS1; GCCS2; GCCS3; GCCS4; GCCS5 | 5 | 4.5 | 4.5 | NR | IPP Non-CHP | 13.8 | Q |  |  |  |  | 6.5 | [6 empty] | 2018
61178 | MISO | Capella Community Solar | 60826 | Capella Community Solar | 44.0901 | -96.1612 | 1053 100th Ave | Pipestone | MN | 56164 | Pipestone | MRO | MISO | Midcontinent Independent Transmission System Operator, Inc.. | Solar | Solar Photovoltaic | 5 | HCCS1; HCCS2; HCCS3; HCCS4; HCCS5 | 5 | 4.5 | 4.5 | NR | IPP Non-CHP | 25 | Q |  |  |  |  | 6.5 | [6 empty] | 2017
61179 | MISO | Carina Community Solar | 60827 | Carina Community Solar | 44.1647 | -92.2412 | 36651 Highway 60 | Zumbro Falls | MN | 55991 | Wabasha | MRO | MISO | Midcontinent Independent Transmission System Operator, Inc.. | Solar | Solar Photovoltaic | 4 | JCCS1; JCCS2; JCCS3; JCCS4 | 4 | 3.6 | 3.6 | NR | IPP Non-CHP | 12.5 | Q |  |  |  |  | 5.2 | [6 empty] | 2018
61180 | MISO | Caelum Community Solar | 60829 | Caelum Community Solar | 45.662 | -93.9368 | 11010 65th St NE | Foley | MN | 56329 | Benton | MRO | MISO | Midcontinent Independent Transmission System Operator, Inc.. | Solar | Solar Photovoltaic | 2 | PCCS1; PCCS2 | 2 | 1.8 | 1.8 | NR | IPP Non-CHP | 34.5 | Q |  |  |  |  | 2.6 | [6 empty] | 2017
61181 | MISO | Andromeda Community Solar | 60828 | Andromeda Community Solar | 44.9019 | -94.0316 | 19696 Co Rd 9 | Lester Prairie | MN | 55354 | McLeod | MRO | MISO | Midcontinent Independent Transmission System Operator, Inc.. | Solar | Solar Photovoltaic | 5 | OACS1; OACS2; OACS3; OACS4; OACS5 | 5 | 4.5 | 4.5 | NR | IPP Non-CHP | 12.5 | Q |  |  |  |  | 6.5 | [6 empty] | 2017
61182 | MISO | Lyra Community Solar | 60830 | Lyra Community Solar | 44.2403 | -93.5858 | 47857 State Hwy 13 | Waterville | MN | 56329 | Le Sueur | MRO | MISO | Midcontinent Independent Transmission System Operator, Inc.. | Solar | Solar Photovoltaic | 3 | RLCS1; RLCS2; RLCS3 | 3 | 2.7 | 2.7 | NR | IPP Non-CHP | 12.5 | Q |  |  |  |  | 3.9 | [6 empty] | 2018
61183 | MISO | Argo Navis Community Solar | 60831 | Argo Navis Community Solar | 45.2552 | -92.7723 | 21205 St Croix Trail N | Scandia | MN | 55073 | Washington | MRO | MISO | Midcontinent Independent Transmission System Operator, Inc.. | Solar | Solar Photovoltaic | 3 | UACS1; UACS2; UACS3 | 3 | 2.7 | 2.7 | NR | IPP Non-CHP | 12.5 | Q |  |  |  |  | 3.9 | [6 empty] | 2018
61185 | PJM | Pfeffers | 63249 | Terraform Arcadia | 39.4276 | -76.3936 | 11121 Pfeffers Rd | Kingsville | MD | 21087 | Baltimore | RFC | PJM | PJM Interconnection, LLC | Solar | Solar Photovoltaic | 1 | SO147 | 1 | 1 | 1 | NR | IPP Non-CHP | 270 | Q |  |  |  |  | 1.5 | Y | [5 empty] | 2016
61189 | WECC | Shavano Falls Hydro | 60815 | Shavano Falls Hydro LLC | 38.492 | -108.0023 | 58801 Maple Road | Montrose | CO | 81403 | Montrose | WECC | WACM | Western Area Power Administration - Rocky Mountain Region | Other | Conventional Hydroelectric | 1 | GEN1 | 2.8 | 2.8 | 2.8 | NR | IPP Non-CHP | 12.4 | Q | [11 empty] | 2015
61190 | WECC | Shavano Falls Hydro Drop 4 | 60813 | Shavano Falls Hydro LLC - Drop 4 Project | 38.4505 | -107.7767 | 16100 6900 Road | Montrose | CO | 81401 | Montrose | WECC | WACM | Western Area Power Administration - Rocky Mountain Region | Other | Conventional Hydroelectric | 1 | GEN1 | 4.8 | 4.5 | 4.5 | NR | IPP Non-CHP | 34 | Q | [11 empty] | 2015
61191 | WECC | Drop 5 (CO) | 60814 | Drop 5 Hydro LLC | 38.4044 | -107.8102 | 19420 Pahgre Road | Montrose | CO | 81403 | Montrose | WECC | WACM | Western Area Power Administration - Rocky Mountain Region | Other | Conventional Hydroelectric | 1 | GEN1 | 2.4 | 2.4 | 0 | NR | IPP Non-CHP | 12.4 | Q | [11 empty] | 2017
61192 | PJM | IKEA Joliet Rooftop PV System | 57389 | IKEA Property Inc | 41.48 | -88.07 | 650 Emerald Drive | Joliet | IL | 60433 | Will | RFC | PJM | PJM Interconnection, LLC | Solar | Solar Photovoltaic | 1 | PV | 2 | 2 | 2 | NR | Commercial Non-CHP | 0.48 | COM |  |  |  |  | 2.8 | [6 empty] | 2017
61193 | WECC | IKEA Las Vegas 462 | 57389 | IKEA Property Inc | 36.0689 | -115.2808 | 6500 IKEA Way | Las Vegas | NV | 89148 | Clark | WECC | NEVP | Nevada Power Company | Solar | Solar Photovoltaic | 1 | PV | 1 | 1 | 1 | NR | Commercial Non-CHP | 48 | COM |  |  |  |  | 1.1 | [6 empty] | 2016
61197 | WECC | Pima Energy Storage System | 60834 | Pima Energy Storage System | 32.2516 | -110.9913 | 2501 N. Flowing Wells Rd. | Tucson | AZ | 85705 | Pima | WECC | TEPC | Tucson Electric Power Company | Battery | Batteries | 1 | PIMA | 10 | 10 | 10 | NR | IPP Non-CHP | 13.8 | Q | [7 empty] | 10 | 8 | 10 | LIB | 2017
61198 | PJM | Merck - Upper Gwynedd Solar Array | 60812 | Merck - Upper Gwynedd Solar Array | 40.2154 | -75.2831 | 351 North Sumneytown Pike | North Wales | PA | 19454 | Montgomery | RFC | PJM | PJM Interconnection, LLC | Solar | Solar Photovoltaic | 1 | SA-1 | 1.5 | 1.5 | 1.5 | NR | Commercial Non-CHP | 460 | COM |  |  |  |  | 1.6 | [6 empty] | 2011
61199 | WECC | T0588 Phoenix - AZ | 60520 | SoCore Energy LLC | 33.4472 | -112.2177 | 25 N 75th Ave | Phoenix | AZ | 85043 | Maricopa | WECC | SRP | Salt River Project | Solar | Solar Photovoltaic | 1 | PV1 | 1.2 | 1.2 | 1.2 | NR | IPP Non-CHP | 0.48 | Q |  |  |  |  | 1.7 | [6 empty] | 2017
61200 | WECC | OR Solar 2, LLC | 63757 | OR Solar 2, LLC | 42.5421 | -122.7813 | 14828 Agate Road | Eagle Point | OR | 97524 | Jackson | WECC | PACW | PacifiCorp - West | Solar | Solar Photovoltaic | 1 | ORSR2 | 10 | 10 | 10 | NR | IPP Non-CHP | 20.8 | Q | FRALEY_LNODE76 |  |  |  | 12.8 | Y | [5 empty] | 2020
61201 | WECC | OR Solar 3, LLC | 59462 | Heelstone Energy Holdings, LLC | 42.0223 | -121.4189 | 22330 Drazil Rd | Malin | OR | 97632 | Klamath | WECC | PACW | PacifiCorp - West | Solar | Solar Photovoltaic | 1 | ORSR3 | 10 | 10 | 10 | NR | IPP Non-CHP | 12.47 | Q |  |  |  |  | 13.2 | Y | [5 empty] | 2017
61202 | WECC | Mount Signal Solar Farm V | 63447 | Imperial Valley Solar 3, LLC | 32.6788 | -115.5672 | 392 Weed Road | Calexico | CA | 92231 | Imperial | WECC | CISO | California Independent System Operator | Solar | Solar Photovoltaic | 1 | MTSG3 | 252.3 | 252.3 | 252.3 | NR | IPP Non-CHP | 230 | Q |  |  |  |  | 328.1 | Y | [5 empty] | 2018
61203 | MISO | Lahr 1, LLC | 60520 | SoCore Energy LLC | 45.4312 | -94.426 | 21265 County Road 2 | Wakefield Township | MN | 56320 | Stearns | MRO | MISO | Midcontinent Independent Transmission System Operator, Inc.. | Solar | Solar Photovoltaic | 1 | PV1 | 5 | 5 | 5 | NR | IPP Non-CHP | 35 | Q |  |  |  |  | 7.1 | [6 empty] | 2018
61204 | WECC | AES ES Alamitos, LLC | 62160 | AES ES Alamitos, LLC | 33.7702 | -118.0997 | 690 North Studebaker Road | Long Beach | CA | 90803 | Los Angeles | WECC | CISO | California Independent System Operator | Battery | Batteries | 1 | ALMTS | 100 | 100 | 100 | NR | IPP Non-CHP | 12.47 | Q | [7 empty] | 400 | 100 | 100 | LIB | 2021
61206 | PJM | Onyx - Allen Harim | 60584 | Onyx Asset Services Group | 38.7175 | -75.2888 | 18752 Harbeson Rd. | Harbeson | DE | 19951 | Sussex | RFC | PJM | PJM Interconnection, LLC | Solar | Solar Photovoltaic | 1 | 10021 | 1.2 | 1.2 | 1.2 | NR | IPP Non-CHP | 12.47 | Q |  |  |  |  | 1.6 | [6 empty] | 2017
61209 | WECC | Sacramento Regional County Sanitation PV | 57313 | Tesla Inc. | 38.4486 | -121.4637 | 8521 Laguna Station Road | Elk Grove | CA | 95758 | Sacramento | WECC | BANC | Balancing Authority of Northern California | Solar | Solar Photovoltaic | 1 | PV1 | 3.5 | 3.5 | 3.5 | NR | IPP Non-CHP | 1 | Q |  |  |  |  | 4.2 | Y | [5 empty] | 2017
61215 | WECC | Green Beanworks C PV | 61012 | AES Distributed Energy | 34.597 | -117.931 | 39360 110th Street East | Palmdale | CA | 93591 | Los Angeles | WECC | CISO | California Independent System Operator | Solar | Solar Photovoltaic | 1 | GBWXC | 3 | 3 | 3 | NR | IPP Non-CHP | 12 | Q |  |  |  |  | 3.7 | Y | [5 empty] | 2018
61216 | WECC | Green Beanworks D PV | 61012 | AES Distributed Energy | 34.655 | -118.0821 | 2600 East Avenue L-4 | Palmdale | CA | 93550 | Los Angeles | WECC | CISO | California Independent System Operator | Solar | Solar Photovoltaic | 1 | GBWXD | 3 | 3 | 3 | NR | IPP Non-CHP | 12 | Q |  |  |  |  | 3.7 | Y | [5 empty] | 2018
61217 | WECC | Head of U Canal Hydro Project | 60851 | North Side Energy Company | 42.7628 | -114.3958 | 275 North 650 East | Jerome | ID | 83338 | Jerome | WECC | IPCO | Idaho Power Company | Other | Conventional Hydroelectric | 1 | HY1 | 1.2 | 1.2 | 1.2 | NR | IPP Non-CHP | 12.5 | Q | [11 empty] | 2015
61221 | SPP | Redbed Plains Wind Farm | 60859 | Redbed Plains Wind Farm LLC | 35.2908 | -97.854 | 1421 Country Rd 1190 | Tuttle | OK | 73089 | Grady | MRO | SWPP | Southwest Power Pool | Wind | Onshore Wind Turbine | 1 | WT1 | 99.1 | 99.1 | 99.1 | NR | IPP Non-CHP | 138 | Q |  | 48 | Gamesa | 93 | [7 empty] | 2017
61222 | WECC | Golden Hills North Wind Energy Center | 60811 | Golden Hills Interconnection Wind, LLC | 37.7692 | -121.6302 | 435 Mt. Vista Parkway | Livermore | CA | 94551 | Alameda | WECC | CISO | California Independent System Operator | Wind | Onshore Wind Turbine | 1 | 1 | 46 | 46 | 46 | NR | IPP Non-CHP | 115 | Q |  | 20 | GE | 295 | [7 empty] | 2017
61223 | SPP | Chillicothe Solar Farm | 12670 | Missouri Jnt Muni.Pwr Elec. Ut. Comm. | 39.7888 | -93.5368 | 366 E 3rd Street | Chillicothe | MO | 64601 | Livingston | SERC | SWPP | Southwest Power Pool | Solar | Solar Photovoltaic | 1 | CHSF1 | 2.5 | 2.5 | 2.5 | NR | IPP Non-CHP | 12.47 | P |  |  |  |  | 3.3 | [6 empty] | 2017
61224 | PJM | 350 Clark Solar, NG, LLC | 59254 | NuGen Capital Management | 40.8942 | -74.7302 | 350 Clark Drive | Budd Lake | NJ | 7828 | Morris | NPCC | PJM | PJM Interconnection, LLC | Solar | Solar Photovoltaic | 1 | 5400 | 1.8 | 1.8 | 0.6 | NR | IPP Non-CHP | 13.8 | Q |  |  |  |  | 1.9 | [6 empty] | 2011
61248 | PJM | Glopak Solar PV Power Plant | 60864 | Glopak Corporation | 40.5754 | -74.3928 | 132 Case Drive | South Plainfield | NJ | 7080 | Middlesex | RFC | PJM | PJM Interconnection, LLC | Solar | Solar Photovoltaic | 2 | INV1R; INV2G | 1 | 1 | 1 | NR | Industrial Non-CHP | 480 | IND |  |  |  |  | 1 | [6 empty] | 2011
61249 | WECC | Westmont 300A | 60281 | Altus Power America Management, LLC | 33.7661 | -118.2889 | 300 Westmont Dr. | San Pedro | CA | 90731 | Los Angeles | WECC | LDWP | Los Angeles Department of Water and Power | Solar | Solar Photovoltaic | 1 | W5531 | 2.9 | 2.9 | 2.9 | NR | IPP Non-CHP | 34.5 | Q |  |  |  |  | 3.4 | [6 empty] | 2017
61250 | WECC | USPS PV | 60281 | Altus Power America Management, LLC | 33.9779 | -118.2587 | 7001 S Central | Los Angeles | CA | 90052 | Los Angeles | WECC | CISO | California Independent System Operator | Solar | Solar Photovoltaic | 1 | USPS1 | 7.4 | 7.4 | 7.4 | RE | Electric Utility | 34.5 | Q |  |  |  |  | 8.1 | [6 empty] | 2017
61261 | SPP | Rock Falls Wind Farm LLC | 15474 | Public Service Co of Oklahoma | 36.9272 | -97.4271 | 20999 W. Bender Road | Braman | OK | 74632 | Kay | MRO | SWPP | Southwest Power Pool | Wind | Onshore Wind Turbine | 1 | RF1 | 154.5 | 154.5 | 154.5 | RE | Electric Utility | 138 | I |  | 60 | Siemens | 278 | [7 empty] | 2017
61262 | MISO | Stuttgart Solar | 60871 | Stuttgart Solar, LLC | 34.4397 | -91.44 | 380 Goodwin Rd | Stuttgart | AR | 72160 | Arkansas | SERC | MISO | Midcontinent Independent Transmission System Operator, Inc.. | Solar | Solar Photovoltaic | 1 | STGRT | 81 | 81 | 81 | NR | IPP Non-CHP | 115 | Q |  |  |  |  | 85.1 | [6 empty] | 2018
61263 | PJM | Wolf Run Energy | 60875 | Wolf Run Energy LLC | 41.611 | -76.2994 | TBD | Wilmot Township | PA | 18833 | Bradford | RFC | PJM | PJM Interconnection, LLC | Natural Gas | Natural Gas Internal Combustion Engine | 5 | GEN1; GEN2; GEN3; GEN4; GEN5 | 22 | 22 | 22 | NR | IPP Non-CHP | 34.5 | Q | 2156109434 | [10 empty] | 2019
61264 | WECC | Antelope Expansion 2 | 61012 | AES Distributed Energy | 34.745 | -118.3092 | 9611 West Avenue G | Lancaster | CA | 93536 | Los Angeles | WECC | CISO | California Independent System Operator | Solar | Solar Photovoltaic | 1 | ANTX2 | 105 | 105 | 105 | NR | IPP Non-CHP | 220 | Q |  |  |  |  | 130 | Y | [5 empty] | 2018
61265 | WECC | Antelope DSR 3 | 61012 | AES Distributed Energy | 34.7369 | -118.3041 | 9615 W Avenue G | Lancaster | CA | 93536 | Los Angeles | WECC | CISO | California Independent System Operator | Solar | Solar Photovoltaic | 1 | ADSR3 | 20 | 20 | 20 | NR | IPP Non-CHP | 220 | Q |  |  |  |  | 25 | Y | [5 empty] | 2019
61267 | MISO | Hurricane Creek Lift Station | 9778 | Johnson County Rural E M C | 39.5879 | -86.1858 | 3032 E CR 750 N | Greenwood | IN | 46143 | Johnson | RFC | MISO | Midcontinent Independent Transmission System Operator, Inc.. | Petroleum | Petroleum Liquids | 1 | HURR | 2 | 2 | 2 | RE | Electric Utility | 12.47 | C | [11 empty] | 2004
61268 | WECC | Kayenta Solar Project | 60879 | NGI-Kayenta Solar Lessor I, LLC | 36.7719 | -110.2639 | Adjacent to US Route 163 | Kayenta | AZ | 86504 | Navajo | WECC | WALC | Western Area Power Administration - Desert Southwest Region | Solar | Solar Photovoltaic | 2 | PV1; PV2 | 55.3 | 55.3 | 55.3 | NR | IPP Non-CHP | 400 | Q |  |  |  |  | 76.3 | Y | [5 empty] | 2017
61269 | SPP | Thunder Ranch Wind Project | 60881 | Thunder Ranch Wind Project, LLC | 36.522 | -97.145 | 12650 Badlands | Marland | OK | 74644 | Noble | MRO | SWPP | Southwest Power Pool | Wind | Onshore Wind Turbine | 1 | WT1 | 297.8 | 297.8 | 297.8 | NR | IPP Non-CHP | 345 | Q |  | 120 | GE | 380 | [7 empty] | 2017
61270 | SPP | Red Dirt Wind Project | 60882 | Red Dirt Wind Project, LLC | 36.051 | -97.784 | 8520 N 2930 Road | Hennessy | OK | 73742 | Kingfisher | MRO | SWPP | Southwest Power Pool | Wind | Onshore Wind Turbine | 1 | RDDRT | 299.3 | 299.3 | 299.3 | NR | IPP Non-CHP | 345 | Q |  | 95 | Acciona | 410 | [7 empty] | 2017
61272 | WECC | Gray Hawk Solar | 60886 | Gray Hawk Solar, LLC | 35.3635 | -113.8978 | TBD | Kingman | AZ | 86402 | Mohave | WECC | TEPC | Tucson Electric Power Company | Solar | Solar Photovoltaic | 1 | GHS | 55 | 55 | 55 | NR | IPP Non-CHP | 69 | Q |  |  |  |  | 64.5 | Y | [5 empty] | 2018
61281 | WECC | Bear Creek Solar Center | 60888 | GCL New Energy, Inc. | 44.0608 | -121.2372 | 62399 Hamby Rd | Bend | OR | 97701 | Deschutes | WECC | PACW | PacifiCorp - West | Solar | Solar Photovoltaic | 1 | BCRSC | 10 | 10 | 10 | NR | IPP Non-CHP | 12.47 | Q |  |  |  |  | 13.1 | Y | [5 empty] | 2018
61282 | PJM | APG Combined Heat and Power Plant | 60890 | US Dept of Army, Garrison, APG | 39.3975 | -76.2991 | 2100 Bush River Road, Aberdeen | Edgewood | MD | 21010 | Harford | RFC | PJM | PJM Interconnection, LLC | Natural Gas | Natural Gas Fired Combustion Turbine | 1 | GEN1 | 7.9 | 6.2 | 9 | NR | Commercial CHP | 33 | F | [11 empty] | 2016
61287 | PJM | Sun Farm V, LLC | 60025 | Greenbacker Renewable Energy Corporation | 36.1606 | -76.4894 | 728 Ocean Hwy South | Hertford | NC | 27944 | Perquimans | SERC | PJM | PJM Interconnection, LLC | Solar | Solar Photovoltaic | 1 | SF5PV | 5 | 4.8 | 4.8 | NR | IPP Non-CHP | 34.5 | Q |  |  |  |  | 6.9 | [6 empty] | 2018
61289 | WECC | River Bend Solar, LLC (MT) | 60496 | Adapture Renewables, Inc. | 45.7038 | -109.5652 | 27 Hump Creek Road | Reed Point | MT | 59034 | Stillwater | WECC | NWMT | NorthWestern Energy (NWMT) | Solar | Solar Photovoltaic | 1 | RBSMT | 2 | 2 | 2 | NR | IPP Non-CHP | 12.4 | Q |  |  |  |  | 2.8 | Y | [5 empty] | 2017
61290 | WECC | South Mills Solar, LLC | 60496 | Adapture Renewables, Inc. | 45.7301 | -107.6326 | 170 S. Mills Road | Hardin | MT | 59034 | Big Horn | WECC | NWMT | NorthWestern Energy (NWMT) | Solar | Solar Photovoltaic | 1 | SMSMT | 3 | 3 | 3 | NR | IPP Non-CHP | 12.4 | Q |  |  |  |  | 4.2 | Y | [5 empty] | 2017
61291 | WECC | Green Meadow Solar, LLC | 60496 | Adapture Renewables, Inc. | 46.6945 | -112.0636 | 2 Clink Court | Helena | MT | 59602 | Lewis and Clark | WECC | NWMT | NorthWestern Energy (NWMT) | Solar | Solar Photovoltaic | 1 | GMSMT | 3 | 3 | 3 | NR | IPP Non-CHP | 12.4 | Q |  |  |  |  | 4.2 | Y | [5 empty] | 2017
61303 | PJM | Bluff Point Wind Facility | 60944 | Bluff Point Wind, LLC | 40.319 | -84.9769 | 358 W 800 S | Portland | IN | 47371 | Jay | RFC | PJM | PJM Interconnection, LLC | Wind | Onshore Wind Turbine | 1 | BLUFF | 119.7 | 119.7 | 119.7 | NR | IPP Non-CHP | 138 | Q |  | 56 | GE | 301 | [7 empty] | 2017
61310 | PJM | Crittenden Solar Facility | 55729 | Duke Energy Kentucky Inc | 38.7518 | -84.6133 | 922 Ruark Road | Dry Ridge | KY | 41035 | Grant | SERC | PJM | PJM Interconnection, LLC | Solar | Solar Photovoltaic | 1 | PV1 | 2.7 | 2.7 | 2.7 | RE | Electric Utility | 12.47 | I |  |  |  |  | 3.8 | [6 empty] | 2017
61311 | PJM | Walton 1 Solar Facility | 55729 | Duke Energy Kentucky Inc | 38.8502 | -84.5923 | 352 York Road | Walton | KY | 41094 | Kenton | SERC | PJM | PJM Interconnection, LLC | Solar | Solar Photovoltaic | 1 | PV1 | 2 | 2 | 2 | RE | Electric Utility | 12.47 | I |  |  |  |  | 2.9 | [6 empty] | 2017
61312 | PJM | Walton 2 Solar Facility | 55729 | Duke Energy Kentucky Inc | 38.8502 | -84.5923 | 352 York Road | Walton | KY | 41094 | Kenton | SERC | PJM | PJM Interconnection, LLC | Solar | Solar Photovoltaic | 1 | PV1 | 2 | 2 | 2 | RE | Electric Utility | 12.47 | I |  |  |  |  | 2.9 | [6 empty] | 2017
61313 | SPP | BPU Solar Farm | 58822 | MC Power Companies Inc | 39.1664 | -94.6969 | 4240 N 55th St. | Kansas City | KS | 66104 | Wyandotte | MRO | SWPP | Southwest Power Pool | Solar | Solar Photovoltaic | 1 | BPU1 | 1 | 1 | 1 | NR | IPP Non-CHP | 12.47 | Q |  |  |  |  | 1.3 | [6 empty] | 2017
61314 | WECC | SR Kersey | 60916 | SR Kersey, LLC | 40.3862 | -104.551 | 1825 Hill Street | Kersey | CO | 80644 | Weld | WECC | WACM | Western Area Power Administration - Rocky Mountain Region | Solar | Solar Photovoltaic | 1 | KERS | 3.5 | 3.5 | 3.5 | NR | IPP Non-CHP | 24.9 | Q |  |  |  |  | 4.7 | Y | [5 empty] | 2017
61316 | SPP | Higginsville Solar Farm | 12670 | Missouri Jnt Muni.Pwr Elec. Ut. Comm. | 39.0021 | -93.7268 | 20567 N Outer Road | Higginsville | MO | 64037 | Lafayette | MRO | SWPP | Southwest Power Pool | Solar | Solar Photovoltaic | 1 | HSF1 | 2.5 | 2.5 | 2.5 | NR | IPP Non-CHP | 12.47 | P |  |  |  |  | 3.2 | [6 empty] | 2017
61318 | PJM | Mt. Jackson Solar | 60952 | Energix Mt. Jackson, LLC. | 38.7396 | -78.6602 | 3100 Turkey Knob Rd. | Mt. Jackson | VA | 23229 | Shenandoah | SERC | PJM | PJM Interconnection, LLC | Solar | Solar Photovoltaic | 1 | SOLAR | 15.7 | 15.7 | 15.7 | NR | IPP Non-CHP | 34.5 | Q |  |  |  |  | 22.1 | Y | [5 empty] | 2021
61319 | WECC | Port of LA Solar FiT Project | 11208 | Los Angeles Department of Water & Power | 33.728 | -118.28 | 112 E 22nd St, Port of Los Ang | San Pedro | CA | 90731 | Los Angeles | WECC | LDWP | Los Angeles Department of Water and Power | Solar | Solar Photovoltaic | 1 | W4885 | 1.1 | 1.1 | 1.1 | NR | IPP Non-CHP | 34.5 | M |  |  |  |  | 1.2 | [6 empty] | 2015
61322 | PJM | Long Ridge Energy Generation | 61762 | Long Ridge Energy Generation LLC | 39.7026 | -80.8455 | 43840 Ohio 7 | Hannibal | OH | 43931 | Monroe | RFC | PJM | PJM Interconnection, LLC | Natural Gas | Natural Gas Fired Combined Cycle | 1 | HPPP1 | 521.9 | 485 | 485 | NR | IPP Non-CHP | 138 | Q | 2156111333 | [10 empty] | 2021
61328 | MISO | Crater Community Solar | 60967 | Crater Community Solar | 44.7987 | -95.5083 | 4098 Hwy 212 SE | Granite Falls | MN | 56241 | Chippewa | MRO | MISO | Midcontinent Independent Transmission System Operator, Inc.. | Solar | Solar Photovoltaic | 3 | TCCS1; TCCS2; TCCS3 | 3 | 2.7 | 2.7 | NR | IPP Non-CHP | 23.9 | Q |  |  |  |  | 3.9 | [6 empty] | 2017
61329 | MISO | Delphinus Community Solar | 60968 | Delphinus Community Solar | 45.6186 | -94.0888 | 3629 Golden Spike Rd NE | Sauk Rapids | MN | 56379 | Benton | MRO | MISO | Midcontinent Independent Transmission System Operator, Inc.. | Solar | Solar Photovoltaic | 2 | QDCS1; QDCS2 | 2 | 1.8 | 1.8 | NR | IPP Non-CHP | 34.5 | Q |  |  |  |  | 2.6 | [6 empty] | 2018
61330 | PJM | Hog Creek Wind Project | 60969 | Hog Creek Wind Project LLC | 40.7931 | -83.7287 | 1853 County road . 95 | Ada | OH | 45810 | Hardin | RFC | PJM | PJM Interconnection, LLC | Wind | Onshore Wind Turbine | 1 | WT1 | 66 | 66 | 66 | NR | IPP Non-CHP | 69 | Q |  | 30 | Vestas | 312 | [7 empty] | 2017
61333 | MISO | Oak Hill Solar Array | 17633 | Southern Indiana Gas & Elec Co | 37.99 | -87.53 | 1415 N Willow Rd. | Evansville | IN | 47711 | Vanderburgh | RFC | MISO | Midcontinent Independent Transmission System Operator, Inc.. | Solar | Solar Photovoltaic | 1 | OHSA1 | 2 | 2 | 2 | RE | Electric Utility | 12.47 | I |  |  |  |  | 2.7 | [6 empty] | 2018
61334 | MISO | Volkman Road Solar Array Hybrid | 17633 | Southern Indiana Gas & Elec Co | 38.1492 | -87.5482 | 18601 N US Hwy 41 | Evansville | IN | 47725 | Vanderburgh | RFC | MISO | Midcontinent Independent Transmission System Operator, Inc.. | Mixed | Solar Photovoltaic; Batteries | 2 | VRSA1; VRSA2 | 3 | 3 | 3 | RE | Electric Utility | 12.47 | I |  |  |  |  | 2.7 |  |  | 4.6 | 1 | 1 | LIB | 2018
61335 | WECC | Great Divide Solar, LLC | 60496 | Adapture Renewables, Inc. | 46.8057 | -112.249 | 3520 Duffy Ln | Canyon Creek | MT | 59602 | Lewis and Clark | WECC | NWMT | NorthWestern Energy (NWMT) | Solar | Solar Photovoltaic | 1 | GDSMT | 3 | 3 | 3 | NR | IPP Non-CHP | 25 | Q |  |  |  |  | 4.1 | Y | [5 empty] | 2017
61336 | WECC | Black Eagle Solar, LLC | 60496 | Adapture Renewables, Inc. | 47.5475 | -111.254 | 149 Black Eagle Road | Black Eagle | MT | 59404 | Cascade | WECC | NWMT | NorthWestern Energy (NWMT) | Solar | Solar Photovoltaic | 1 | BESMT | 3 | 3 | 3 | NR | IPP Non-CHP | 12.47 | Q |  |  |  |  | 4.1 | Y | [5 empty] | 2017
61337 | WECC | Magpie Solar, LLC | 60496 | Adapture Renewables, Inc. | 46.2914 | -108.9379 | 344 Main Street | Lavina | MT | 59046 | Golden Valley | WECC | NWMT | NorthWestern Energy (NWMT) | Solar | Solar Photovoltaic | 1 | MSMT | 3 | 3 | 3 | NR | IPP Non-CHP | 12.47 | Q |  |  |  |  | 4.1 | Y | [5 empty] | 2017
61338 | WECC | Mill Creek Solar (OR) | 60978 | SP Solar 5, LLC | 45.1696 | -123.1363 | Mill Creek Road | Sheridan | OR | 97378 | Yamhill | WECC | PGE | Portland General Electric Company | Solar | Solar Photovoltaic | 1 | PGRC1 | 2.2 | 2.2 | 2.2 | NR | IPP Non-CHP | 12.47 | Q |  |  |  |  | 3.2 | N | [5 empty] | 2017
61339 | WECC | Green Beanworks B PV | 61012 | AES Distributed Energy | 34.688 | -117.9895 | 7804 E. Avenue J | Lancaster | CA | 93535 | Los Angeles | WECC | CISO | California Independent System Operator | Solar | Solar Photovoltaic | 1 | GBWXB | 3 | 3 | 3 | NR | IPP Non-CHP | 12 | Q |  |  |  |  | 3.7 | Y | [5 empty] | 2018
61344 | PJM | Otter Creek Wind Farm LLC | 15399 | Avangrid Power LLC | 41.0554 | -88.9939 | 2706 N 13th Rd | Ransom | IL | 60470 | LaSalle | RFC | PJM | PJM Interconnection, LLC | Wind | Onshore Wind Turbine | 1 | WT1 | 150 | 150 | 150 | NR | IPP Non-CHP | 345 | Q |  | 42 | Vestas | 269 | [7 empty] | 2020
61345 | WECC | WyEast Solar | 15399 | Avangrid Power LLC | 45.5846 | -120.5999 | 97415 Klondike Lane | Wasco | OR | 97065 | Sherman | WECC | AVRN | Avangrid Renewables LLC | Solar | Solar Photovoltaic | 1 | PV1 | 10 | 10 | 10 | NR | IPP Non-CHP | 12.47 | Q |  |  |  |  | 13 | Y | [5 empty] | 2018
61348 | WECC | Westmont 400A | 60281 | Altus Power America Management, LLC | 33.7642 | -118.2889 | 400 Westmont Dr | Los Angeles | CA | 90731 | Los Angeles | WECC | LDWP | Los Angeles Department of Water and Power | Solar | Solar Photovoltaic | 1 | W5691 | 2.3 | 2.3 | 2.3 | NR | IPP Non-CHP | 34.5 | Q |  |  |  |  | 2.4 | [6 empty] | 2017
61349 | WECC | Westmont 400B | 60281 | Altus Power America Management, LLC | 33.7642 | -118.2847 | 400 Westmont Dr | Los Angeles | CA | 90731 | Los Angeles | WECC | LDWP | Los Angeles Department of Water and Power | Solar | Solar Photovoltaic | 1 | W5694 | 2.2 | 2.2 | 2.2 | NR | IPP Non-CHP | 34.5 | Q |  |  |  |  | 2.4 | [6 empty] | 2017
61353 | WECC | Mount Signal Solar Farm II | 61944 | MN8 Energy LLC | 32.6685 | -115.6292 | 304 Brockman Rd | Calexico | CA | 92231 | Imperial | WECC | CISO | California Independent System Operator | Solar | Solar Photovoltaic | 1 | IVS2 | 153.5 | 153.5 | 153.5 | NR | IPP Non-CHP | 230 | Q |  |  |  |  | 199.6 | Y | [5 empty] | 2020
61354 | PJM | Princeton Solar Project | 56990 | NJR Clean Energy Ventures Corporation | 40.3797 | -74.6257 | 290 River Road | Princeton | NJ | 8540 | Mercer | RFC | PJM | PJM Interconnection, LLC | Solar | Solar Photovoltaic | 1 | STONY | 2.2 | 2.2 | 2.2 | NR | IPP Non-CHP | 13.2 | Q |  |  |  |  | 2.9 | [6 empty] | 2017
61356 | PJM | Valfilm Wind Project | 60996 | OEE XXV LLC | 41.0843 | -83.6441 | 12325 Township Road 99 | Findlay | OH | 45840 | Hancock | RFC | PJM | PJM Interconnection, LLC | Wind | Onshore Wind Turbine | 2 | W1; W2 | 3 | 3 | 3 | NR | Industrial Non-CHP | 37.5 | IND |  | 2 | Goldwind | 262 | [7 empty] | 2018
61357 | MISO | Red Pine Wind Project | 57170 | EDF Renewable Asset Holdings, Inc. | 44.478 | -96.1538 | 2782 260th Ave | Ivanhoe | MN | 56142 | Lincoln | MRO | MISO | Midcontinent Independent Transmission System Operator, Inc.. | Wind | Onshore Wind Turbine | 1 | RP1 | 200 | 200 | 200 | NR | IPP Non-CHP | 345 | Q | NSP.REDPINE | 100 | Vestas | 262 | [7 empty] | 2017
61358 | PJM | IGS Solar I - BWI5 | 65164 | CleanCapital Holdings | 39.27 | -76.548 | 5501 Holabird Avenue | Baltimore | MD | 21224 | Baltimore | RFC | PJM | PJM Interconnection, LLC | Solar | Solar Photovoltaic | 1 | BWI5 | 1.1 | 1.1 | 0.8 | NR | IPP Non-CHP | 26.4 | Q |  |  |  |  | 1.6 | [6 empty] | 2016
61359 | PJM | IGS Solar I - EWR5 | 65164 | CleanCapital Holdings | 40.582 | -74.255 | 301 Blair Rd | Avenel | NJ | 7001 | Middlesex | RFC | PJM | PJM Interconnection, LLC | Solar | Solar Photovoltaic | 1 | EWR5 | 1.9 | 1.9 | 1.9 | NR | IPP Non-CHP | 26.4 | Q |  |  |  |  | 2.9 | [6 empty] | 2016
61360 | PJM | IGS Solar I - EWR6 | 65164 | CleanCapital Holdings | 40.583 | -74.257 | 275 Omar Avenue | Avenel | NJ | 7001 | Middlesex | RFC | PJM | PJM Interconnection, LLC | Solar | Solar Photovoltaic | 1 | EWR6 | 1.9 | 1.9 | 1.1 | NR | IPP Non-CHP | 26.4 | Q |  |  |  |  | 2.6 | [6 empty] | 2016
61363 | MISO | Equuleus Community Solar Gardens | 61944 | MN8 Energy LLC | 44.7261 | -93.0227 | 4421 160th St. East | Rosemount | MN | 55068 | Dakota | MRO | MISO | Midcontinent Independent Transmission System Operator, Inc.. | Solar | Solar Photovoltaic | 5 | CSG1; CSG2; CSG3; CSG4; CSG5 | 5 | 5 | 5 | NR | IPP Non-CHP | 34.5 | Q |  |  |  |  | 7.5 | [6 empty] | 2017
61365 | WECC | Fallbrook Energy Storage | 16609 | San Diego Gas & Electric Co | 33.3842 | -117.2353 | 1405 East Mission Road | Fallbrook | CA | 92028 | San Diego | WECC | CISO | California Independent System Operator | Battery | Batteries | 1 | FBES | 40 | 40 | 40 | RE | Electric Utility | 69 | I | [7 empty] | 40 | 40 | 40 | LIB | 2023
61366 | WECC | Top Gun Energy Storage | 16609 | San Diego Gas & Electric Co | 32.8762 | -117.1678 | 6875 Consolidated Way | San Diego | CA | 92121 | San Diego | WECC | CISO | California Independent System Operator | Battery | Batteries | 1 | TGES | 30 | 30 | 30 | RE | Electric Utility | 69 | I | [7 empty] | 120 | 30 | 30 | LIB | 2021
61369 | WECC | Sweetwater Solar | 60453 | Onward Energy | 41.6291 | -109.6835 | 7500 Highway 372 | Green River | WY | 82935 | Sweetwater | WECC | PACE | PacifiCorp - East | Solar | Solar Photovoltaic | 1 | PV1 | 92 | 92 | 92 | NR | IPP Non-CHP | 34.5 | Q |  |  |  |  | 98 | Y | [5 empty] | 2018
61374 | PJM | Hecate Energy Clarke County LLC | 58468 | Dominion Renewable Energy | 39.0648 | -78.1382 | 275 Double Tollegate Rd | White Post | VA | 22663 | Clarke | SERC | PJM | PJM Interconnection, LLC | Solar | Solar Photovoltaic | 1 | PV1 | 10 | 10 | 10 | NR | IPP Non-CHP | 34.5 | I |  |  |  |  | 12.6 | Y | [5 empty] | 2017
61375 | PJM | Hecate Energy Cherrydale LLC | 58468 | Dominion Renewable Energy | 37.37 | -75.9172 | 6451 Cherrydale Dr | Cape Charles | VA | 23310 | Northampton | RFC | PJM | PJM Interconnection, LLC | Solar | Solar Photovoltaic | 1 | PV1 | 20 | 20 | 20 | NR | IPP Non-CHP | 69 | I |  |  |  |  | 25.1 | Y | [5 empty] | 2017
61377 | WECC | Amazon - Patterson PV | 61012 | AES Distributed Energy | 37.4689 | -121.1663 | 255 Park Center Drive | Patterson | CA | 95363 | Stanislaus | WECC | BANC | Balancing Authority of Northern California | Solar | Solar Photovoltaic | 1 | PATT1 | 2.5 | 2.5 | 2.5 | NR | IPP Non-CHP | 12 | Q |  |  |  |  | 3.3 | [6 empty] | 2017
61379 | MISO | DodgeSun CSG | 62759 | National Grid Renewables | 44.0404 | -92.69 | 27235 625th St. | Kasson | MN | 55944 | Dodge | MRO | MISO | Midcontinent Independent Transmission System Operator, Inc.. | Solar | Solar Photovoltaic | 5 | DODG1; DODG2; DODG3; DODG4; DODG5 | 5 | 5 | 5 | NR | IPP Non-CHP | 12.5 | Q |  |  |  |  | 7.5 | [6 empty] | 2017
61380 | MISO | Johnson Solar CSG | 62759 | National Grid Renewables | 43.9121 | -96.187 | 437 140th Ave | Edgerton | MN | 56178 | Pipestone | MRO | MISO | Midcontinent Independent Transmission System Operator, Inc.. | Solar | Solar Photovoltaic | 5 | JOHN1; JOHN2; JOHN3; JOHN4; JOHN5 | 4.7 | 4.7 | 4.7 | NR | IPP Non-CHP | 24.9 | Q |  |  |  |  | 7 | [6 empty] | 2018
61381 | MISO | Koppelman Sun CSG | 62759 | National Grid Renewables | 44.1826 | -93.8763 | 22262 604th Ave. | Eagle Lake | MN | 56024 | Blue Earth | MRO | MISO | Midcontinent Independent Transmission System Operator, Inc.. | Solar | Solar Photovoltaic | 5 | KOPP1; KOPP2; KOPP3; KOPP4; KOPP5 | 5 | 5 | 5 | NR | IPP Non-CHP | 12.5 | Q |  |  |  |  | 7.5 | [6 empty] | 2017
61382 | MISO | Lindstrom Solar CSG | 62759 | National Grid Renewables | 45.3199 | -92.7966 | 25501 Olinda Trail | Lindstrom | MN | 55045 | Chisago | MRO | MISO | Midcontinent Independent Transmission System Operator, Inc.. | Solar | Solar Photovoltaic | 3 | LIND1; LIND2; LIND3 | 3 | 3 | 3 | NR | IPP Non-CHP | 12.5 | Q |  |  |  |  | 4.5 | [6 empty] | 2018
61383 | MISO | Rengstorf Solar CSG | 62759 | National Grid Renewables | 44.2595 | -94.2891 | 51298 Co Rd 21 | Coutland | MN | 56021 | Nicollet | MRO | MISO | Midcontinent Independent Transmission System Operator, Inc.. | Solar | Solar Photovoltaic | 5 | RENG1; RENG2; RENG3; RENG4; RENG5 | 5 | 5 | 5 | NR | IPP Non-CHP | 12.5 | Q |  |  |  |  | 7.5 | [6 empty] | 2017
61384 | MISO | St. Cloud Solar CSG | 62759 | National Grid Renewables | 45.4774 | -94.1213 | 24588 Franklin Road | St. Cloud | MN | 56301 | Stearns | MRO | MISO | Midcontinent Independent Transmission System Operator, Inc.. | Solar | Solar Photovoltaic | 5 | STCL1; STCL2; STCL3; STCL4; STCL5 | 5 | 5 | 5 | NR | IPP Non-CHP | 12.5 | Q |  |  |  |  | 7.5 | [6 empty] | 2018
61391 | MISO | A.J. Mihm Generating Station | 61029 | Upper Michigan Energy Resources Company | 46.7927 | -88.614 | 16017 Sarya Road | Pelkie | MI | 49958 | Baraga | RFC | MISO | Midcontinent Independent Transmission System Operator, Inc.. | Natural Gas | Natural Gas Internal Combustion Engine | 3 | M1; M2; M3 | 56.4 | 56.5 | 56.5 | RE | Electric Utility | 138 | I | [11 empty] | 2019
61392 | MISO | F.D. Kuester Generating Station | 61029 | Upper Michigan Energy Resources Company | 46.5127 | -87.5107 | 80 Eagle Mills Road | Negaunee | MI | 49866 | Marquette | RFC | MISO | Midcontinent Independent Transmission System Operator, Inc.. | Natural Gas | Natural Gas Internal Combustion Engine | 7 | K1; K2; K3; K4; K5; K6; K7 | 131.6 | 131.6 | 131.6 | RE | Electric Utility | 138 | I | [11 empty] | 2019
61406 | PJM | Essex Solar Center | 61230 | Arevon Energy, Inc. | 37.8341 | -76.8 | Tidewater Trail | Dunnsville | VA | 22454 | Essex | SERC | PJM | PJM Interconnection, LLC | Solar | Solar Photovoltaic | 1 | ESSEX | 20 | 20 | 20 | NR | IPP Non-CHP | 34.5 | Q |  |  |  |  | 26.7 | Y | [5 empty] | 2017
61407 | SPP | Cottonwood Wind Energy Center | 61042 | Cottonwood Wind Project | 40.2402 | -98.406 | 2045 Road 1800 | Blue Hill | NE | 68930 | Webster | MRO | SWPP | Southwest Power Pool | Wind | Onshore Wind Turbine | 1 | CTNWD | 89.7 | 89.7 | 89.7 | NR | IPP Non-CHP | 115 | Q |  | 40 | GE | 295 | [7 empty] | 2017
61418 | WECC | Valencia 1 Solar CA | 60281 | Altus Power America Management, LLC | 33.0436 | -115.6278 | 5376 Martin Road | Westmorland | CA | 92281 | Imperial | WECC | IID | Imperial Irrigation District | Solar | Solar Photovoltaic | 1 | VAL1 | 3 | 3 | 3 | NR | IPP Non-CHP | 12.47 | Q |  |  |  |  | 4 | N | [5 empty] | 2017
61419 | WECC | One Ten Partners PV | 61058 | One Ten Partners, LLC | 34.6156 | -117.9366 | 40177 110th St. East | Palmdale | CA | 93591 | Los Angeles | WECC | CISO | California Independent System Operator | Solar | Solar Photovoltaic | 1 | OTP | 2 | 2 | 2 | NR | IPP Non-CHP | 12.47 | Q |  |  |  |  | 2.7 | Y | [5 empty] | 2017
61420 | WECC | Merced 1 PV | 60059 | ZGlobal Inc | 36.9895 | -120.8781 | 20685 Ortigalita Rd | Los Banos | CA | 93635 | Merced | WECC | CISO | California Independent System Operator | Solar | Solar Photovoltaic | 1 | MRCD1 | 3 | 3 | 3 | NR | IPP Non-CHP | 12 | Q |  |  |  |  | 4.1 | Y | [5 empty] | 2018
61421 | WECC | Madera 1 PV | 60059 | ZGlobal Inc | 37.0565 | -120.167 | 20995 Avenue 21 | Madera | CA | 93638 | Madera | WECC | CISO | California Independent System Operator | Solar | Solar Photovoltaic | 1 | MDRA1 | 1.5 | 1.5 | 1.5 | NR | IPP Non-CHP | 12 | Q |  |  |  |  | 2.1 | Y | [5 empty] | 2017
61422 | PJM | Southampton Solar, LLC | 58468 | Dominion Renewable Energy | 36.614 | -77.166 | 20515 General Thomas Highway | Newsoms | VA | 23874 | Southampton | SERC | PJM | PJM Interconnection, LLC | Solar | Solar Photovoltaic | 1 | PV1 | 100 | 103.6 | 103.6 | NR | IPP Non-CHP | 115 | I |  |  |  |  | 140.8 | Y | [5 empty] | 2017
61423 | WECC | OR Solar 5, LLC | 59462 | Heelstone Energy Holdings, LLC | 42.0303 | -121.6116 | 21439 Highway 39 S | Merrill | OR | 97633 | Klamath | WECC | PACW | PacifiCorp - West | Solar | Solar Photovoltaic | 1 | PV1 | 8 | 8 | 8 | NR | IPP Non-CHP | 12 | Q |  |  |  |  | 10.3 | Y | [5 empty] | 2018
61424 | WECC | OR Solar 8, LLC | 59462 | Heelstone Energy Holdings, LLC | 42.2389 | -121.5858 | 1050 Mitchell Road | Dairy | OR | 97625 | Klamath | WECC | PACW | PacifiCorp - West | Solar | Solar Photovoltaic | 1 | PV1 | 10 | 10 | 10 | NR | IPP Non-CHP | 12 | Q |  |  |  |  | 13.9 | Y | [5 empty] | 2018
61425 | WECC | Coyote Ridge Community Solar | 15257 | Poudre Valley REA, Inc | 40.501 | -105.1314 | 5887 S Taft Hill Rd | Fort Collins | CO | 80526 | Larimer | WECC | WACM | Western Area Power Administration - Rocky Mountain Region | Solar | Solar Photovoltaic | 1 | COYCS | 1.5 | 1.5 | 1.5 | RE | Electric Utility | 12.47 | C |  |  |  |  | 1.9 | Y | [5 empty] | 2017
61426 | MISO | Gopher CSG | 60520 | SoCore Energy LLC | 45.3986 | -92.6792 | 1080 1st St. | Taylor Falls | MN | 55084 | Chisago | MRO | MISO | Midcontinent Independent Transmission System Operator, Inc.. | Solar | Solar Photovoltaic | 1 | PV1 | 5 | 5 | 5 | NR | IPP Non-CHP | 34.5 | Q |  |  |  |  | 7.2 | [6 empty] | 2018
61427 | MISO | Richmond CSG | 60520 | SoCore Energy LLC | 45.4586 | -94.5138 | 23206 County Rd 9 | Richmond | MN | 56368 | Stearns | MRO | MISO | Midcontinent Independent Transmission System Operator, Inc.. | Solar | Solar Photovoltaic | 1 | PV1 | 5 | 5 | 5 | NR | IPP Non-CHP | 13.8 | Q |  |  |  |  | 7 | [6 empty] | 2017
61428 | MISO | Taylors Falls CSG | 60520 | SoCore Energy LLC | 45.3918 | -92.6843 | 495 Herberg Rd | Taylor Falls | MN | 55084 | Chisago | MRO | MISO | Midcontinent Independent Transmission System Operator, Inc.. | Solar | Solar Photovoltaic | 1 | PV1 | 5 | 5 | 5 | NR | IPP Non-CHP | 34.5 | Q |  |  |  |  | 7.2 | [6 empty] | 2018
61430 | WECC | OR Solar 6, LLC | 59462 | Heelstone Energy Holdings, LLC | 42.209 | -120.3678 | 19250, Roberta Road | Lakeview | OR | 97630 | Lake | WECC | PACW | PacifiCorp - West | Solar | Solar Photovoltaic | 1 | PV6 | 10 | 10 | 10 | NR | IPP Non-CHP | 12.47 | Q |  |  |  |  | 13.7 | Y | [5 empty] | 2017
61431 | WECC | Beacon BESS 1 | 11208 | Los Angeles Department of Water & Power | 35.2565 | -118.0275 | 29956 Highway 14 | Cantil | CA | 95319 | Kern | WECC | LDWP | Los Angeles Department of Water and Power | Battery | Batteries | 1 | BCNB1 | 20 | 20 | 20 | RE | Electric Utility | 34.5 | M | [7 empty] | 10 | 20 | 20 | LIB | 2018
61435 | MISO | DG AMP Solar Coldwater | 60370 | DG AMP Solar, LLC | 41.9341 | -84.9972 | 77 Hooker St | Coldwater | MI | 49036 | Branch | RFC | MISO | Midcontinent Independent Transmission System Operator, Inc.. | Solar | Solar Photovoltaic | 1 | AMPCW | 1.3 | 1.3 | 1.3 | NR | IPP Non-CHP | 13.8 | Q |  |  |  |  | 1.7 | [6 empty] | 2018
61436 | PJM | DG AMP Solar Orrville 3 | 60370 | DG AMP Solar, LLC | 40.8564 | -81.7595 | 183-185 Allen Drive | Orrville | OH | 44667 | Wayne | RFC | PJM | PJM Interconnection, LLC | Solar | Solar Photovoltaic | 1 | AMPO3 | 2.3 | 2.3 | 2.3 | NR | IPP Non-CHP | 13.2 | Q |  |  |  |  | 2.8 | [6 empty] | 2018
61437 | PJM | DG AMP Solar Versailles | 60370 | DG AMP Solar, LLC | 40.2207 | -84.4978 | Near 350 Grand Ave | Versailles | OH | 45380 | Darke | RFC | PJM | PJM Interconnection, LLC | Solar | Solar Photovoltaic | 1 | AMPVS | 1.8 | 1.8 | 1.8 | NR | IPP Non-CHP | 12.47 | Q |  |  |  |  | 2.2 | [6 empty] | 2018
61438 | PJM | DG AMP Solar Jackson Center | 60370 | DG AMP Solar, LLC | 40.445 | -84.0472 | Jerry Drive | Jackson Center | OH | 45334 | Shelby | RFC | PJM | PJM Interconnection, LLC | Solar | Solar Photovoltaic | 1 | AMPJC | 1.6 | 1.6 | 1.6 | NR | IPP Non-CHP | 12.47 | Q |  |  |  |  | 2.2 | [6 empty] | 2018
61439 | WECC | Panasonic Carport Solar Hybrid | 15466 | Public Service Co of Colorado | 39.8087 | -104.7815 | 6157 N Panasonic Way | Denver | CO | 80249 | Adams | WECC | PSCO | Public Service Company of Colorado | Solar | Solar Photovoltaic | 1 | PANPV | 1.3 | 1.3 | 1.3 | RE | Electric Utility | 13.2 | I |  |  |  |  | 1.6 | [6 empty] | 2017
61442 | WECC | Foundation California Training Facility | 61070 | Foundation CA Fund IX Manager, LLC | 36.464 | -121.382 | Highway 101 North | Soledad | CA | 93960 | Monterey | WECC | CISO | California Independent System Operator | Wind | Onshore Wind Turbine | 1 | WTG1 | 1.8 | 1.8 | 1.8 | NR | IPP Non-CHP | 4.16 | Q |  | 1 | GE | 262 | [7 empty] | 2018
61443 | WECC | Foundation Mann Packing | 61070 | Foundation CA Fund IX Manager, LLC | 36.504 | -121.454 | 49 Katherine Street | Gonzales | CA | 93926 | Monterey | WECC | CISO | California Independent System Operator | Wind | Onshore Wind Turbine | 1 | WTG1 | 1.8 | 1.8 | 1.8 | NR | IPP Non-CHP | 12 | Q |  | 1 | GE | 262 | [7 empty] | 2019
61444 | WECC | Foundation SaIinas Valley State Prison | 61070 | Foundation CA Fund IX Manager, LLC | 36.474 | -121.371 | 31625 Highway 101 | Soledad | CA | 93960 | Monterey | WECC | CISO | California Independent System Operator | Wind | Onshore Wind Turbine | 1 | WTG1 | 1.8 | 1.8 | 1.8 | NR | IPP Non-CHP | 4.16 | Q |  | 1 | GE | 262 | [7 empty] | 2018
61445 | WECC | Gaskell West 1 Solar Facility | 17650 | Southern Power Co | 34.8328 | -118.5636 | 23555 Gaskell Road | Lancaster | CA | 93536 | Kern | WECC | CISO | California Independent System Operator | Solar | Solar Photovoltaic | 1 | PV1 | 20 | 20 | 20 | NR | IPP Non-CHP | 230 | I |  |  |  |  | 28 | Y | [5 empty] | 2018
61446 | WECC | RE Gaskell West 2 LLC | 61069 | RE Gaskell West LLC | 34.8349 | -118.5512 | 23555 Gaskell Road | Rosamond | CA | 93560 | Kern | WECC | CISO | California Independent System Operator | Solar | Solar Photovoltaic | 1 | PV2 | 45 | 45 | 45 | NR | IPP Non-CHP | 220 | Q |  |  |  |  | 61 | Y | Y |  |  |  |  | 2023
61447 | WECC | RE Gaskell West 3 LLC | 61069 | RE Gaskell West LLC | 34.8349 | -118.5512 | 23555 Gaskell Road | Rosamond | CA | 93560 | Kern | WECC | CISO | California Independent System Operator | Solar | Solar Photovoltaic | 1 | PV3 | 20 | 20 | 20 | NR | IPP Non-CHP | 230 | Q |  |  |  |  | 27 | Y | Y |  |  |  |  | 2023
61448 | WECC | RE Gaskell West 4 LLC | 61069 | RE Gaskell West LLC | 34.8279 | -118.5682 | 23555 Gaskell Road | Rosamond | CA | 93560 | Kern | WECC | CISO | California Independent System Operator | Solar | Solar Photovoltaic | 1 | PV4 | 20 | 20 | 20 | NR | IPP Non-CHP | 230 | Q |  |  |  |  | 27 | Y | Y |  |  |  |  | 2023
61449 | WECC | RE Gaskell West 5 LLC | 61069 | RE Gaskell West LLC | 34.8349 | -118.5512 | 23555 Gaskell Road | Rosamond | CA | 93560 | Kern | WECC | CISO | California Independent System Operator | Solar | Solar Photovoltaic | 1 | PV5 | 20 | 20 | 20 | NR | IPP Non-CHP | 230 | Q |  |  |  |  | 27 | Y | Y |  |  |  |  | 2023
61450 | SPP | Farmington Solar Farm | 12670 | Missouri Jnt Muni.Pwr Elec. Ut. Comm. | 37.7553 | -90.4277 | 4609 Korber Road | Farmington | MO | 63640 | St Francois | SERC | SWPP | Southwest Power Pool | Solar | Solar Photovoltaic | 1 | FSF1 | 2.5 | 2.5 | 2.5 | NR | IPP Non-CHP | 12.47 | P |  |  |  |  | 3.1 | [6 empty] | 2018
61451 | MISO | Northfield Holdco CSG | 61071 | Northfield Holdco LLC | 44.4579 | -93.1246 | 8780 90th Street E | Northfield | MN | 55057 | Rice | MRO | MISO | Midcontinent Independent Transmission System Operator, Inc.. | Solar | Solar Photovoltaic | 1 | NORTH | 5 | 5 | 5 | NR | IPP Non-CHP | 13.8 | Q |  |  |  |  | 7 | [6 empty] | 2017
61452 | MISO | Waterford Holdco CSG | 61072 | Waterford Holdco LLC | 44.4755 | -93.1986 | 330th Street W | Waterford | MN | 55057 | Rice | MRO | MISO | Midcontinent Independent Transmission System Operator, Inc.. | Solar | Solar Photovoltaic | 1 | WATER | 2.7 | 2.7 | 2.7 | NR | IPP Non-CHP | 13.8 | Q |  |  |  |  | 3.8 | [6 empty] | 2017
61453 | MISO | B.R. Corcoran CSG | 61075 | Minnesota Solar CSG 19, LLC | 45.0695 | -93.6432 | 23710 US Highway 55 | Corcoran | MN | 55357 | Hennepin | MRO | MISO | Midcontinent Independent Transmission System Operator, Inc.. | Solar | Solar Photovoltaic | 5 | 42278; 42279; 42280; 42281; 42282 | 5 | 5 | 5 | NR | IPP Non-CHP | 12.5 | Q |  |  |  |  | 7 | [6 empty] | 2017
61454 | MISO | B.R. Sartell CSG | 61074 | Minnesota Solar CSG 21, LLC | 45.665 | -94.2254 | 3401 Pinecone Road | Sartell | MN | 56377 | Stearns | MRO | MISO | Midcontinent Independent Transmission System Operator, Inc.. | Solar | Solar Photovoltaic | 3 | 42286; 42287; 42288 | 3 | 3 | 3 | NR | IPP Non-CHP | 34.5 | Q |  |  |  |  | 4.2 | [6 empty] | 2017
61455 | MISO | B.R. Sauk Rapids CSG | 61073 | Minnesota Solar CSG 9, LLC | 45.6236 | -94.0782 | 4013 Golden Spike Road NE | Sauk Rapids | MN | 56379 | Benton | MRO | MISO | Midcontinent Independent Transmission System Operator, Inc.. | Solar | Solar Photovoltaic | 5 | 42292; 42294; 42295; 42296; 42297 | 5 | 5 | 5 | NR | IPP Non-CHP | 34.5 | Q |  |  |  |  | 7 | [6 empty] | 2017
61456 | MISO | Montgomery Winsted CSG | 61076 | Minnesota Solar CSG 4, LLC | 44.9517 | -94.0556 | 23121 Babcock Avenue | Winsted | MN | 55395 | McLeod | MRO | MISO | Midcontinent Independent Transmission System Operator, Inc.. | Solar | Solar Photovoltaic | 3 | 41620; 41621; 41622 | 3 | 3 | 3 | NR | IPP Non-CHP | 13.8 | Q |  |  |  |  | 4.2 | [6 empty] | 2017
61457 | PJM | Palmer Solar Center | 61230 | Arevon Energy, Inc. | 37.9672 | -78.231 | 987 Little Creek Road | Troy | VA | 22974 | Fluvanna | SERC | PJM | PJM Interconnection, LLC | Solar | Solar Photovoltaic | 1 | PALM | 5 | 5 | 5 | NR | IPP Non-CHP | 24.9 | Q |  |  |  |  | 6.7 | Y | [5 empty] | 2017
61458 | PJM | Martin Solar Center | 61230 | Arevon Energy, Inc. | 37.8805 | -78.0492 | 5092 Shannon Hill Road | Kents Store | VA | 23084 | Goochland | SERC | PJM | PJM Interconnection, LLC | Solar | Solar Photovoltaic | 1 | MARTN | 5 | 5 | 5 | NR | IPP Non-CHP | 12.47 | Q |  |  |  |  | 6.8 | [6 empty] | 2017
61462 | WECC | SR Platte Solar Farm | 61081 | SR Platte, LLC | 40.1817 | -104.6921 | 19028 County Rd. 28 | Platteville | CO | 80651 | Weld | WECC | PSCO | Public Service Company of Colorado | Solar | Solar Photovoltaic | 1 | PV1 | 16 | 16 | 16 | NR | IPP Non-CHP | 69 | Q |  |  |  |  | 21.8 | Y | [5 empty] | 2017
61463 | WECC | Vandenberg Solar Project | 61944 | MN8 Energy LLC | 34.7497 | -120.51 | 30101 Mountain View Blvd | Vandenberg Airforce B | CA | 93437 | Santa Barbara | WECC | CISO | California Independent System Operator | Solar | Solar Photovoltaic | 1 | VBERG | 25.3 | 25.3 | 25.3 | NR | IPP Non-CHP | 70 | Q |  |  |  |  | 28.2 | Y | [5 empty] | 2017
61464 | WECC | CoreSite Real Estate 2972 Stender, L.P. | 61078 | CoreSite Real Estate 2972 Stender, L.P. | 37.3762 | -121.9707 | 2972 Stender Way | Santa Clara | CA | 95054 | Santa Clara | WECC | CISO | California Independent System Operator | Petroleum | Petroleum Liquids | 6 | G-1; G-2; G-3; G-4; G-5; G-6 | 12 | 12 | 12 | NR | Commercial Non-CHP | 12 | COM | [11 empty] | 2011
61465 | PJM | IGS Solar I - BWI2 | 62915 | Madison Energy Holdings LLC | 39.267 | -76.548 | 2010 Broening Highway | Baltimore | MD | 21224 | Baltimore | RFC | PJM | PJM Interconnection, LLC | Solar | Solar Photovoltaic | 1 | BWI2 | 1.4 | 1.4 | 1 | NR | IPP Non-CHP | 26.4 | Q |  |  |  |  | 2.1 | [6 empty] | 2017
61466 | PJM | IOS - ERW9 | 62915 | Madison Energy Holdings LLC | 40.595 | -74.225 | 8003 Industrial Avenue | Carteret | NJ | 7008 | Middlesex | RFC | PJM | PJM Interconnection, LLC | Solar | Solar Photovoltaic | 1 | EWR9 | 5.3 | 5 | 4.1 | NR | IPP Non-CHP | 13.2 | Q |  |  |  |  | 7.5 | [6 empty] | 2017
61467 | SPP | City of Lexington | 62915 | Madison Energy Holdings LLC | 40.757 | -99.734 | 2601 South Taft Street | Lexington | NE | 68850 | Dawson | MRO | SWPP | Southwest Power Pool | Solar | Solar Photovoltaic | 1 | LXNE1 | 3.5 | 3.6 | 1.6 | NR | IPP Non-CHP | 34.5 | Q |  |  |  |  | 3.9 | Y | [5 empty] | 2017
61472 | WECC | San Luis Solar Garden | 61012 | AES Distributed Energy | 37.0681 | -106.0189 | 37980 State Highway 17 | Antonito | CO | 81120 | Conejos | WECC | PSCO | Public Service Company of Colorado | Solar | Solar Photovoltaic | 1 | ANTO2 | 1.2 | 1.2 | 1.2 | NR | IPP Non-CHP | 25 | Q |  |  |  |  | 1.5 | Y | [5 empty] | 2017
61473 | PJM | Hopewell Valley High School Hybrid | 61091 | Hopewell Valley High School | 40.328 | -74.8049 | 259 Pennington Titusville Rd | Pennington | NJ | 8534 | Mercer | RFC | PJM | PJM Interconnection, LLC | Mixed | Batteries; Solar Photovoltaic | 2 | BA1; HWVHS | 1.9 | 1.9 | 1.9 | RE | Electric Utility | 13 | I | 2155501823; 2155501822 |  |  |  | 1 |  |  | 1 | 0.5 | 0.5 | LIB | 2015
61474 | WECC | CoreSite Real Estate 55 S. Market Street | 61088 | CoreSite Real Estate 55 S. Market Street, LLC | 37.3342 | -121.8916 | 55 Market Street | San Jose | CA | 95113 | Santa Clara | WECC | CISO | California Independent System Operator | Petroleum | Petroleum Liquids | 4 | G-1; G-2; G-3; G-4 | 8 | 8 | 8 | NR | Commercial Non-CHP | 12 | COM | [11 empty] | 2007
61475 | WECC | CoreSite Real Estate 1656 McCarthy, L.P. | 61089 | CoreSite Real Estate 1656 McCarthy, L.P. | 37.4057 | -121.9162 | 1656 McCarthy Boulevard | Milpitas | CA | 95035 | Santa Clara | WECC | CISO | California Independent System Operator | Petroleum | Petroleum Liquids | 5 | G-1; G-2; G-3; G-4; G-5 | 5 | 5 | 5 | NR | Commercial Non-CHP | 12 | COM | [11 empty] | 2000
61476 | WECC | CoreSite Real Estate 2901 Coronado, L.P. | 61086 | CoreSite Real Estate 2901 Coronado, L.P. | 37.3751 | -121.9717 | 2901 Coronado Drive | Santa Clara | CA | 95054 | Santa Clara | WECC | CISO | California Independent System Operator | Petroleum | Petroleum Liquids | 5 | G-1; G-2; G-3; G-4; G-5 | 10 | 10 | 10 | NR | Commercial Non-CHP | 12 | COM | [11 empty] | 2010
61478 | MISO | SunE Feely 1 CSG, LLC | 58970 | Ecoplexus, Inc | 44.6552 | -93.1104 | 2180 200th St. W. | Farmington | MN | 55024 | Dakota | MRO | MISO | Midcontinent Independent Transmission System Operator, Inc.. | Solar | Solar Photovoltaic | 5 | FELY1; FELY2; FELY3; FELY4; FELY5 | 5 | 5 | 5 | NR | IPP Non-CHP | 12.5 | Q |  |  |  |  | 6.5 | [6 empty] | 2018
61482 | WECC | CoreSite Real Estate 3032 Coronado, L.P. | 61087 | CoreSite Real Estate 3032 Coronado, L.P. | 37.3762 | -121.9731 | 3020 Coronado Drive | Santa Clara | CA | 95054 | Santa Clara | WECC | CISO | California Independent System Operator | Petroleum | Petroleum Liquids | 13 | G-1; G-10; G-11; G-12; G-2; G-3; G-4; G-5; G-6; G-7; G-8; G-9; S-13 | 39 | 39 | 39 | NR | Commercial Non-CHP | 12 | COM | [11 empty] | 2015
61483 | MISO | Cottage Grove CSG, LLC | 58970 | Ecoplexus, Inc | 44.8421 | -92.8737 | 11433 70th St. S | Cottage Grove | MN | 55016 | Washington | MRO | MISO | Midcontinent Independent Transmission System Operator, Inc.. | Solar | Solar Photovoltaic | 5 | CTGR1; CTGR2; CTGR3; CTGR4; CTGR5 | 5 | 5 | 5 | NR | IPP Non-CHP | 13.2 | Q |  |  |  |  | 6.5 | [6 empty] | 2018
61484 | MISO | Fox CSG, LLC | 58970 | Ecoplexus, Inc | 45.3926 | -92.6813 | 500 Herberg Rd | Taylors Falls | MN | 55084 | Chisago | MRO | MISO | Midcontinent Independent Transmission System Operator, Inc.. | Solar | Solar Photovoltaic | 5 | FOX1; FOX2; FOX3; FOX4; FOX5 | 5 | 5 | 5 | NR | IPP Non-CHP | 34.5 | Q |  |  |  |  | 6.5 | [6 empty] | 2018
61485 | MISO | SunE Stolee CSG, LLC | 58970 | Ecoplexus, Inc | 44.1739 | -93.3505 | 20050 Lamb Ave. #1 | Kenyon | MN | 55946 | Rice | MRO | MISO | Midcontinent Independent Transmission System Operator, Inc.. | Solar | Solar Photovoltaic | 3 | STOL1; STOL2; STOL3 | 3 | 3 | 3 | NR | IPP Non-CHP | 12.5 | Q |  |  |  |  | 3.9 | [6 empty] | 2018
61486 | MISO | Wyoming 2 CSG, LLC | 58970 | Ecoplexus, Inc | 45.35 | -92.95 | 8117 Pioneer Road | Wyoming | MN | 55092 | Chisago | MRO | MISO | Midcontinent Independent Transmission System Operator, Inc.. | Solar | Solar Photovoltaic | 5 | WY01; WY02; WY03; WY04; WY05 | 5 | 5 | 5 | NR | IPP Non-CHP | 12.5 | Q |  |  |  |  | 6.5 | [6 empty] | 2018
61494 | MISO | Wright Cuddyer CSG | 61101 | Minnesota Solar CSG 1, LLC | 45.1831 | -93.7341 | 2100 Hamlin Ave | St. Michael | MN | 55376 | Wright | MRO | MISO | Midcontinent Independent Transmission System Operator, Inc.. | Solar | Solar Photovoltaic | 4 | 41327; 41328; 41329; 41330 | 4 | 4 | 4 | NR | IPP Non-CHP | 34.5 | Q |  |  |  |  | 5.6 | [6 empty] | 2018
61495 | MISO | Carver Gladden CSG | 61102 | Minnesota Solar CSG 8, LLC | 44.8071 | -93.8717 | 13685 Highway 5 | Norwood Young America | MN | 55397 | Carver | MRO | MISO | Midcontinent Independent Transmission System Operator, Inc.. | Solar | Solar Photovoltaic | 3 | 42254; 42255; 42256 | 3 | 3 | 3 | NR | IPP Non-CHP | 34.5 | Q |  |  |  |  | 4.2 | [6 empty] | 2018
61496 | WECC | Adams Solar Center | 60888 | GCL New Energy, Inc. | 44.675 | -121.122 | 2250 North Adams Drive | Madras | OR | 97741 | Jefferson | WECC | PACW | PacifiCorp - West | Solar | Solar Photovoltaic | 1 | ADAMS | 10 | 10 | 10 | NR | IPP Non-CHP | 12.47 | Q |  |  |  |  | 13.1 | Y | [5 empty] | 2018
61497 | WECC | Elbe Solar Center | 60888 | GCL New Energy, Inc. | 44.618 | -121.205 | 2401-B SW Belmont Lane | Madras | OR | 97741 | Jefferson | WECC | PACW | PacifiCorp - West | Solar | Solar Photovoltaic | 1 | ELBE | 10 | 10 | 10 | NR | IPP Non-CHP | 12.47 | Q |  |  |  |  | 13.1 | Y | [5 empty] | 2018
61500 | MISO | Porter Way Community Solar Garden | 60571 | AEP Onsite Partners, LLC | 44.851 | -93.7784 | 13200 78th Street | Waconia | MN | 55387 | Carver | MRO | MISO | Midcontinent Independent Transmission System Operator, Inc.. | Solar | Solar Photovoltaic | 1 | PV1 | 3 | 3 | 3 | NR | IPP Non-CHP | 13.8 | Q |  |  |  |  | 3.9 | N | [5 empty] | 2018
61501 | WECC | ABEC #2 dba West-Star Dairy | 61105 | ABEC #2 LLC | 35.4721 | -119.4329 | 26953 Riverside Street | Buttonwillow | CA | 93206 | Kern | WECC | CISO | California Independent System Operator | Other | Other Waste Biomass | 1 | GEN1 | 1 | 1 | 1 | NR | IPP Non-CHP | 12 | Q | [11 empty] | 2018
61502 | WECC | ABEC #3 dba Lakeview Dairy | 61106 | ABEC #3 LLC | 35.2143 | -119.203 | 17702 Bear Mountain Blvd | Bakersfield | CA | 93311 | Kern | WECC | CISO | California Independent System Operator | Other | Other Waste Biomass | 1 | GEN1 | 1 | 1 | 1 | NR | IPP Non-CHP | 12 | Q | [11 empty] | 2018
61503 | WECC | ABEC #4 dba CE&S Dairy | 61107 | ABEC #4 LLC | 35.1731 | -119.1164 | 20229 Old River Road | Bakersfield | CA | 93311 | Kern | WECC | CISO | California Independent System Operator | Other | Other Waste Biomass | 1 | GEN1 | 1 | 1 | 1 | NR | IPP Non-CHP | 12 | Q | [11 empty] | 2018
61504 | MISO | RJC I CSG | 61108 | RJC I CSG LLC | 44.1251 | -93.2791 | 3763 Runway Road | Owatonna | MN | 55060 | Steele | MRO | MISO | Midcontinent Independent Transmission System Operator, Inc.. | Solar | Solar Photovoltaic | 1 | RCJ1 | 1 | 1 | 1 | NR | IPP Non-CHP | 12.47 | I |  |  |  |  | 1.4 | [6 empty] | 2018
61505 | MISO | Huneke I CSG | 61109 | Huneke I CSG LLC | 44.7268 | -92.6694 | 46580 180th Ave | Zumbrota | MN | 55992 | Goodhue | MRO | MISO | Midcontinent Independent Transmission System Operator, Inc.. | Solar | Solar Photovoltaic | 1 | HUNE1 | 1 | 1 | 1 | NR | IPP Non-CHP | 25 | I |  |  |  |  | 1.4 | [6 empty] | 2018
61506 | MISO | Krause CSG | 61110 | Krause CSG LLC | 44.7956 | -95.2097 | 215 Emerson Ave NE | Renville | MN | 56284 | Renville | MRO | MISO | Midcontinent Independent Transmission System Operator, Inc.. | Solar | Solar Photovoltaic | 1 | KRAUS | 1 | 1 | 1 | NR | IPP Non-CHP | 25 | I |  |  |  |  | 1.4 | [6 empty] | 2018
61507 | PJM | DG New Jersey Solar RLS Logistics | 61111 | DG New Jersey Solar, LLC | 39.5752 | -75.0141 | 1194 Dutch Mill Road | Newfield | NJ | 8344 | Gloucester | RFC | PJM | PJM Interconnection, LLC | Solar | Solar Photovoltaic | 1 | RLSNJ | 4 | 4 | 4 | NR | IPP Non-CHP | 12.47 | Q |  |  |  |  | 4.1 | Y | [5 empty] | 2018
61508 | WECC | Provo Power Plant | 24431 | Utah Municipal Power Agency | 40.2427 | -111.663 | 669 N. Freedom Boulevard | Provo | UT | 84601 | Utah | WECC | PACE | PacifiCorp - East | Natural Gas | Natural Gas Internal Combustion Engine | 5 | 1; 2; 3; 4; 5 | 12 | 12 | 12 | RE | Electric Utility | 12.47 | P | [11 empty] | 2018
61515 | PJM | DG Camden LLC Holtec | 61113 | DG Camden, LLC | 39.911 | -75.1186 | 2500 Broadway | Camden | NJ | 8104 | Camden | RFC | PJM | PJM Interconnection, LLC | Solar | Solar Photovoltaic | 1 | HOLTC | 2.2 | 2.2 | 2.2 | NR | IPP Non-CHP | 13.8 | Q |  |  |  |  | 3.2 | [6 empty] | 2017
61516 | MISO | School Sisters CSG | 61114 | School Sisters CSG LLC | 44.179 | -93.9689 | 1095 N Victory Drive | Mankato | MN | 56001 | Blue Earth | MRO | MISO | Midcontinent Independent Transmission System Operator, Inc.. | Solar | Solar Photovoltaic | 1 | SCHOO | 1 | 1 | 1 | NR | IPP Non-CHP | 25 | I |  |  |  |  | 1.4 | [6 empty] | 2018
61519 | PJM | Baker Point | 61060 | Cypress Creek Renewables | 39.5703 | -77.3634 | 12303 Old Frederick Road | Thurmont | MD | 21788 | Frederick | RFC | PJM | PJM Interconnection, LLC | Solar | Solar Photovoltaic | 1 | GEN1 | 9 | 9 | 9 | NR | IPP Non-CHP | 34.5 | Q |  |  |  |  | 11 | [6 empty] | 2016
61540 | SPP | Fort Hays State University Wind Farm | 61149 | Fort Hays State University | 38.8743 | -99.4052 | 1298 200th Avenue | Hays | KS | 67601 | Ellis | MRO | SWPP | Southwest Power Pool | Wind | Onshore Wind Turbine | 2 | WIND1; WIND2 | 4 | 4 | 4 | NR | Commercial Non-CHP | 35 | S | WR_MIDW_LA | 2 | VESTAS | 262.5 | [7 empty] | 2013
61542 | MISO | PopeSun CSG, LLC | 61060 | Cypress Creek Renewables | 45.6434 | -95.5262 | 28800 180th Street | Starbuck | MN | 56381 | Pope | MRO | MISO | Midcontinent Independent Transmission System Operator, Inc.. | Solar | Solar Photovoltaic | 1 | GEN1 | 5 | 5 | 5 | NR | IPP Non-CHP | 12.5 | Q |  |  |  |  | 6.2 | [6 empty] | 2017
61543 | MISO | CF Novel Solar CSG Gardens Five, LLC | 61060 | Cypress Creek Renewables | 44.0938 | -93.4017 | 9803 NW 16th Street | Waseca | MN | 56093 | Steele | MRO | MISO | Midcontinent Independent Transmission System Operator, Inc.. | Solar | Solar Photovoltaic | 1 | GEN1 | 3.4 | 3.4 | 3.4 | NR | IPP Non-CHP | 12.5 | Q |  |  |  |  | 5 | [6 empty] | 2017
61544 | MISO | LeSun CSG, LLC | 61060 | Cypress Creek Renewables | 44.2134 | -93.5524 | 14437 State Hwy 60 | Waterville | MN | 56096 | Le Sueur | MRO | MISO | Midcontinent Independent Transmission System Operator, Inc.. | Solar | Solar Photovoltaic | 1 | GEN1 | 5 | 5 | 5 | NR | IPP Non-CHP | 23.9 | Q |  |  |  |  | 7.1 | [6 empty] | 2018
61545 | MISO | CGSun, LLC Community Solar | 61060 | Cypress Creek Renewables | 44.8479 | -92.875 | 11301 70th Street | Cottage Grove | MN | 55016 | Washington | MRO | MISO | Midcontinent Independent Transmission System Operator, Inc.. | Solar | Solar Photovoltaic | 1 | GEN1 | 4 | 4 | 4 | NR | IPP Non-CHP | 23.9 | Q |  |  |  |  | 5 | [6 empty] | 2017
61547 | MISO | WrightSun CSG, LLC | 61060 | Cypress Creek Renewables | 45.2164 | -93.7184 | 8361 45th Street NE | St. Michael | MN | 55376 | Wright | MRO | MISO | Midcontinent Independent Transmission System Operator, Inc.. | Solar | Solar Photovoltaic | 1 | GEN1 | 5 | 5 | 5 | NR | IPP Non-CHP | 34.5 | Q |  |  |  |  | 6.5 | [6 empty] | 2018
61548 | MISO | CF Novel Solar CSG Gardens Seven, LLC | 61060 | Cypress Creek Renewables | 45.4308 | -94.0219 | 9542 70th Avenue SE | Clear Lake | MN | 55319 | Sherburne | MRO | MISO | Midcontinent Independent Transmission System Operator, Inc.. | Solar | Solar Photovoltaic | 1 | GEN1 | 3.3 | 3.3 | 3.3 | NR | IPP Non-CHP | 34.5 | Q |  |  |  |  | 4.5 | [6 empty] | 2017
61552 | PJM | Fort Detrick Solar PV | 61153 | Montevue Lane Solar, LLC | 39.44 | -77.45 | Fort Detrick USAG Area B , Mon | Frederick | MD | 21702 | Frederick | RFC | PJM | PJM Interconnection, LLC | Mixed | Batteries; Solar Photovoltaic | 2 | FDSBS; FDSPV | 21.7 | 21.7 | 18.6 | NR | IPP Non-CHP | 34.5 | COM | 5021574 |  |  |  | 18.6 |  |  | 6 | 6 | 6 | LIB | 2016
61553 | WECC | Klamath Falls Solar 2 CSG | 61944 | MN8 Energy LLC | 42.183 | -121.764 | 1845 Southside Bypass | Klamath Falls | OR | 97603 | Klamath | WECC | PACW | PacifiCorp - West | Solar | Solar Photovoltaic | 1 | 1 | 2.9 | 2.9 | 2.9 | NR | IPP Non-CHP | 12.47 | Q |  |  |  |  | 3.9 | Y | [5 empty] | 2017
61556 | WECC | Facebook 1 Solar Energy Center | 66337 | Exus New Mexico | 34.831 | -106.762 | 1501 Athene Drive | Los Lunas | NM | 87031 | Valencia | WECC | PNM | Public Service Company of New Mexico | Solar | Solar Photovoltaic | 1 | FB1 | 10 | 10 | 8.2 | NR | IPP Non-CHP | 12.47 | Q |  |  |  |  | 12.5 | Y | [5 empty] | 2017
61557 | WECC | Facebook 2 Solar Energy Center | 66337 | Exus New Mexico | 35.08 | -106.865 | 501 Lost Horizon Drive NW | Albuquerque | NM | 87121 | Bernalillo | WECC | PNM | Public Service Company of New Mexico | Solar | Solar Photovoltaic | 1 | FB2 | 10 | 10 | 8.2 | NR | IPP Non-CHP | 12.47 | Q |  |  |  |  | 12.5 | Y | [5 empty] | 2018
61558 | WECC | Facebook 3 Solar Energy Center | 66337 | Exus New Mexico | 35.075 | -106.865 | 501 Lost Horizon Drive NW | Albuquerque | NM | 87121 | Bernalillo | WECC | PNM | Public Service Company of New Mexico | Solar | Solar Photovoltaic | 1 | FB3 | 10 | 10 | 8.2 | NR | IPP Non-CHP | 12.47 | Q |  |  |  |  | 12.5 | Y | [5 empty] | 2018
61559 | WECC | Woodline Solar | 61160 | Woodline Solar, LLC | 42.2364 | -121.5777 | 17017 Hwy 140 | Dairy | OR | 97625 | Klamath | WECC | PACW | PacifiCorp - West | Solar | Solar Photovoltaic | 1 | PGRD5 | 8 | 8 | 8 | NR | IPP Non-CHP | 12 | Q |  |  |  |  | 11.1 | Y | [5 empty] | 2017
61560 | WECC | Eagle Point Solar | 61161 | Norwest Energy 7, LLC | 42.4008 | -122.8292 | 5842 McLoughlin Dr | Central Point | OR | 97502 | Jackson | WECC | PACW | PacifiCorp - West | Solar | Solar Photovoltaic | 1 | PGRD4 | 9.9 | 9.9 | 9.9 | NR | IPP Non-CHP | 12.5 | Q |  |  |  |  | 13.1 | Y | [5 empty] | 2017
61563 | WECC | Denver Metro Solar | 61163 | Denver Metro Solar LLC | 39.7593 | -104.6211 | 2950- A North Hudson Rd | Watkins | CO | 80137 | Adams | WECC | PSCO | Public Service Company of Colorado | Solar | Solar Photovoltaic | 1 | 53962 | 1.6 | 1.6 | 1.6 | NR | IPP Non-CHP | 0.48 | Q |  |  |  |  | 2 | Y | [5 empty] | 2017
61564 | MISO | Upland Prairie | 9417 | Interstate Power and Light Co | 43.2074 | -95.3494 | 2810 11th Ave SW | Spencer | IA | 51301 | Clay | MRO | MISO | Midcontinent Independent Transmission System Operator, Inc.. | Wind | Onshore Wind Turbine | 1 | 1 | 299.3 | 299.3 | 299.3 | RE | Electric Utility | 345 | I | ALTW.UPLANDPR | 121 | GE | 295 | [7 empty] | 2019
61565 | MISO | English Farms | 9417 | Interstate Power and Light Co | 41.57 | -92.4072 | 4983 190th St | Montezuma | IA | 50171 | Poweshiek | MRO | MISO | Midcontinent Independent Transmission System Operator, Inc.. | Wind | Onshore Wind Turbine | 1 | 1 | 171.5 | 171.5 | 171.5 | RE | Electric Utility | 161 | I | ALTW.ENGLFARMS | 69 | GE | 286 | [7 empty] | 2019
61566 | SPP | El Dorado Springs Solar Farm | 12670 | Missouri Jnt Muni.Pwr Elec. Ut. Comm. | 37.8587 | -94.0026 | 1312 Industrial Parkway East | El Dorado Springs | MO | 64744 | Cedar | MRO | SWPP | Southwest Power Pool | Solar | Solar Photovoltaic | 1 | EDSF1 | 2.5 | 2.5 | 2.5 | NR | IPP Non-CHP | 12.47 | P |  |  |  |  | 3.2 | [6 empty] | 2018
61570 | MISO | Veseli Community Solar Garden | 61168 | Veseli Solar I LLC | 44.5268 | -93.3665 | 5216 40th Street W | Webster | MN | 55088 | Rice | MRO | MISO | Midcontinent Independent Transmission System Operator, Inc.. | Solar | Solar Photovoltaic | 1 | 40921 | 1 | 1 | 1 | NR | IPP Non-CHP | 12.47 | Q |  |  |  |  | 1.4 | Y | [5 empty] | 2018
61571 | MISO | New Germany Community Solar Garden | 61169 | New Germany Solar I LLC | 44.9054 | -94.0008 | 5495 Yancy Ave | New Germany | MN | 55367 | Carver | MRO | MISO | Midcontinent Independent Transmission System Operator, Inc.. | Solar | Solar Photovoltaic | 1 | 39062 | 1 | 1 | 1 | NR | IPP Non-CHP | 13.8 | Q |  |  |  |  | 1.4 | Y | [5 empty] | 2018
61572 | MISO | Lake Waconia Community Solar Garden | 61170 | Lake Waconia Solar LLC | 44.875 | -93.815 | 7190 County Rd 10N | Waconia | MN | 55387 | Carver | MRO | MISO | Midcontinent Independent Transmission System Operator, Inc.. | Solar | Solar Photovoltaic | 1 | 38610 | 1 | 1 | 1 | NR | IPP Non-CHP | 12.47 | Q |  |  |  |  | 1.4 | [6 empty] | 2018
61573 | MISO | Lake Waconia IV Community Solar Garden | 61171 | Lake Waconia Solar IV LLC | 44.875 | -93.815 | 7190 County Rd 10N | Waconia | MN | 55387 | Carver | MRO | MISO | Midcontinent Independent Transmission System Operator, Inc.. | Solar | Solar Photovoltaic | 1 | 40926 | 1 | 1 | 1 | NR | IPP Non-CHP | 12.47 | Q |  |  |  |  | 1.4 | [6 empty] | 2018
61574 | MISO | Zumbro Community Solar Garden | 61172 | Zumbro Solar LLC | 44.3195 | -92.6703 | 43004 County 6 Blvd | Zumbrota | MN | 55992 | Goodhue | MRO | MISO | Midcontinent Independent Transmission System Operator, Inc.. | Solar | Solar Photovoltaic | 1 | 38674 | 1 | 1 | 1 | NR | IPP Non-CHP | 12.47 | Q |  |  |  |  | 1.4 | [6 empty] | 2018
61580 | WECC | Tumbleweed Solar, LLC | 59462 | Heelstone Energy Holdings, LLC | 44.1926 | -121.2331 | 9500 S Hwy 97 | Redmond | OR | 97756 | Deschutes | WECC | PACW | PacifiCorp - West | Solar | Solar Photovoltaic | 1 | TUMBL | 9.9 | 9.9 | 9.9 | NR | IPP Non-CHP | 12.47 | Q |  |  |  |  | 14 | [6 empty] | 2017
61581 | PJM | Davis Lane Solar, LLC | 59462 | Heelstone Energy Holdings, LLC | 36.1073 | -76.5292 | 132 Davis Lane | Edenton | NC | 27932 | Perquimans | SERC | PJM | PJM Interconnection, LLC | Solar | Solar Photovoltaic | 1 | DAVIS | 5 | 5 | 5 | NR | IPP Non-CHP | 34.5 | Q |  |  |  |  | 7 | [6 empty] | 2017
61582 | WECC | Voyager Wind II | 2770 | Terra-Gen Operating Co-Wind | 35.0734 | -118.2686 | 7021 Oak Creek Rd | Mojave | CA | 93501 | Kern | WECC | CISO | California Independent System Operator | Wind | Onshore Wind Turbine | 1 | VYGR2 | 128.7 | 128.7 | 128.7 | NR | IPP Non-CHP | 230 | Q |  | 36 | Vestas | 275 | [7 empty] | 2018
61583 | WECC | Voyager Wind III | 2770 | Terra-Gen Operating Co-Wind | 35.0608 | -118.2647 | 7021 Oak Creek Rd | Mojave | CA | 93501 | Kern | WECC | CISO | California Independent System Operator | Wind | Onshore Wind Turbine | 1 | VYGR3 | 43.2 | 43.2 | 43.2 | NR | IPP Non-CHP | 230 | Q |  | 12 | Vestas | 275 | [7 empty] | 2018
61584 | WECC | Voyager Wind IV | 2770 | Terra-Gen Operating Co-Wind | 35.0779 | -118.2497 | 7021 Oak Creek Rd | Mojave | CA | 93501 | Kern | WECC | CISO | California Independent System Operator | Wind | Onshore Wind Turbine | 1 | VYGR4 | 21.6 | 21.6 | 21.6 | NR | IPP Non-CHP | 230 | Q |  | 6 | Vestas | 275 | [7 empty] | 2018
61585 | MISO | Scandia CSG | 61187 | DG Minnesota CSG, LLC | 45.2528 | -92.8766 | 11275 Scandia Trail N. | Scandia | MN | 55073 | Washington | MRO | MISO | Midcontinent Independent Transmission System Operator, Inc.. | Solar | Solar Photovoltaic | 5 | 40802; 40803; 40804; 40805; 40806 | 5 | 5 | 5 | NR | IPP Non-CHP | 34.5 | Q |  |  |  |  | 7 | Y | [5 empty] | 2018
61586 | MISO | MontSun Community Solar | 61194 | Generate Capital | 45.0603 | -93.9047 | 700 Buffalo Avenue South | Montrose | MN | 55363 | Wright | MRO | MISO | Midcontinent Independent Transmission System Operator, Inc.. | Solar | Solar Photovoltaic | 1 | 1 | 5 | 5 | 5 | NR | IPP Non-CHP | 12.47 | Q |  |  |  |  | 7.4 | [6 empty] | 2017
61587 | MISO | WaveSun Community Solar | 61194 | Generate Capital | 45.0608 | -93.9802 | 6100 Emerson Ave SW | Waverly | MN | 55390 | Wright | MRO | MISO | Midcontinent Independent Transmission System Operator, Inc.. | Solar | Solar Photovoltaic | 1 | 1 | 5 | 5 | 5 | NR | IPP Non-CHP | 12.47 | Q |  |  |  |  | 7.1 | [6 empty] | 2017
61588 | SPP | Independence II Solar Farm | 58822 | MC Power Companies Inc | 39.04 | -94.27 | 2400 S Maywood Ave | Independence | MO | 64052 | Jackson | MRO | SWPP | Southwest Power Pool | Solar | Solar Photovoltaic | 2 | 1; 2 | 8.5 | 8.5 | 8.5 | NR | IPP Non-CHP | 13.2 | Q |  |  |  |  | 10.7 | [6 empty] | 2018
61589 | SPP | UL Advanced Wind Turbine Test Facility | 61188 | West Texas A&M University | 34.966 | -101.7841 | 3700 E. Nance Rd | Canyon | TX | 79015 | Randall | MRO | SWPP | Southwest Power Pool | Wind | Onshore Wind Turbine | 2 | MT-1; UT-1 | 3.5 | 3.5 | 3.5 | NR | Commercial Non-CHP | 13.2 | P |  | 2 | Renewtech | 120 | [7 empty] | 2016
61593 | WECC | Westmont 301 | 60281 | Altus Power America Management, LLC | 33.763 | -118.2866 | 301 Westmont Dr. | San Pedro | CA | 90731 | Los Angeles | WECC | LDWP | Los Angeles Department of Water and Power | Solar | Solar Photovoltaic | 1 | W5791 | 1.8 | 1.8 | 0.8 | NR | Commercial Non-CHP | 34.5 | Q |  |  |  |  | 1.9 | [6 empty] | 2017
61594 | WECC | Westmont 401 | 60281 | Altus Power America Management, LLC | 33.7624 | -118.2882 | 401 Westmont Dr. | San Pedro | CA | 90731 | Los Angeles | WECC | LDWP | Los Angeles Department of Water and Power | Solar | Solar Photovoltaic | 1 | W5792 | 2.9 | 2 | 1.3 | NR | Commercial Non-CHP | 34.5 | Q |  |  |  |  | 3 | [6 empty] | 2017
61595 | MISO | Flambeau Solar Partners | 61202 | Flambeau Solar Partners, LLC | 45.7368 | -90.471 | N10070 County Road | Phillips | WI | 54555 | Price | MRO | MISO | Midcontinent Independent Transmission System Operator, Inc.. | Solar | Solar Photovoltaic | 1 | FLAMB | 2.5 | 2.5 | 2.5 | NR | IPP Non-CHP | 12.47 | Q |  |  |  |  | 3.4 | Y | [5 empty] | 2017
61599 | PJM | New Road Solar, LLC | 56990 | NJR Clean Energy Ventures Corporation | 40.4032 | -74.5678 | 147 East New Road | S Brunswick | NJ | 8852 | Monmouth | RFC | PJM | PJM Interconnection, LLC | Solar | Solar Photovoltaic | 1 | NEWRD | 10 | 10 | 10 | NR | IPP Non-CHP | 26.4 | Q |  |  |  |  | 13 | [6 empty] | 2018
61600 | PJM | Old Bridge Solar Farm | 56990 | NJR Clean Energy Ventures Corporation | 40.4444 | -74.2434 | 27 Industrial Drive | Old Bridge | NJ | 8859 | Monmouth | RFC | PJM | PJM Interconnection, LLC | Solar | Solar Photovoltaic | 1 | OLDBR | 8.8 | 8.8 | 8.8 | NR | IPP Non-CHP | 34.5 | Q |  |  |  |  | 10.7 | [6 empty] | 2018
61601 | PJM | Raritan Solar - 53 Highway | 56990 | NJR Clean Energy Ventures Corporation | 40.4539 | -74.863 | 53 Highway 202/31 South | Raritan Township | NJ | 8551 | Hunterdon | RFC | PJM | PJM Interconnection, LLC | Solar | Solar Photovoltaic | 1 | RARIT | 8.4 | 8.4 | 8.4 | NR | IPP Non-CHP | 34.5 | Q |  |  |  |  | 10 | [6 empty] | 2018
61605 | WECC | San Luis Valley Solar Array | 60571 | AEP Onsite Partners, LLC | 37.777 | -106.22 | 43001 County Road C | Center | CO | 81125 | Saguache | WECC | PSCO | Public Service Company of Colorado | Solar | Solar Photovoltaic | 1 | 1 | 2.7 | 2.7 | 2.7 | NR | IPP Non-CHP | 12.5 | Q |  |  |  |  | 3.1 | Y | [5 empty] | 2017
61606 | WECC | Vilas Solar Array | 60571 | AEP Onsite Partners, LLC | 37.384 | -102.466 | County Road DD | Springfield | CO | 81073 | Baca | WECC | PSCO | Public Service Company of Colorado | Solar | Solar Photovoltaic | 1 | 1 | 4 | 4 | 4 | NR | IPP Non-CHP | 24.9 | Q |  |  |  |  | 5 | Y | [5 empty] | 2017
61607 | WECC | Stenner Creek Solar | 61210 | Stenner Creek Solar LLC | 35.32 | -120.691 | Highway 1 | San Luis Obispo | CA | 93407 | San Luis Obispo | WECC | CISO | California Independent System Operator | Solar | Solar Photovoltaic | 1 | CPOLY | 4.5 | 4.5 | 4.5 | NR | IPP Non-CHP | 12.47 | Q |  |  |  |  | 5.6 | Y | [5 empty] | 2018
61608 | PJM | Montgomery County Solar | 61211 | Montgomery County Solar | 39.113 | -77.236 | 100 Edison Park Dr. | Gaithersburg | MD | 20878 | Montgomery | RFC | PJM | PJM Interconnection, LLC | Solar | Solar Photovoltaic | 1 | 1 | 1.9 | 1.9 | 1.9 | NR | IPP Non-CHP | 13.2 | Q |  |  |  |  | 2.5 | N | [5 empty] | 2018
61609 | MISO | Heartland Divide Wind Project, LLC | 61214 | Heartland Divide Wind Project, LLC | 41.7114 | -94.802 | 2040 Pheasant Ave | Melville | IA | 50025 | Audubon | MRO | MISO | Midcontinent Independent Transmission System Operator, Inc.. | Wind | Onshore Wind Turbine | 1 | 1 | 103.5 | 103.5 | 103.5 | NR | IPP Non-CHP | 161 | Q |  | 43 | GE | 265 | [7 empty] | 2018
61611 | WECC | Techren Solar I LLC | 61532 | Techren Solar I LLC | 35.8513 | -114.9744 | 15103 Highway US 95 South | Boulder | NV | 89005 | Clark | WECC | NEVP | Nevada Power Company | Solar | Solar Photovoltaic | 1 | TECH1 | 100 | 100 | 100 | NR | IPP Non-CHP | 230 | Q | NSO_2_N008 |  |  |  | 132 | Y | [5 empty] | 2019
61614 | SPP | Cyril | 20447 | Western Farmers Elec Coop, Inc | 34.8981 | -98.2279 | 23067 ST HWY 19 | Cyril | OK | 73029 | Caddo | MRO | SWPP | Southwest Power Pool | Solar | Solar Photovoltaic | 1 | 1 | 5 | 5 | 5 | RE | Electric Utility | 24.6 | C |  |  |  |  | 6.4 | Y | [5 empty] | 2017
61615 | SPP | Hinton | 20447 | Western Farmers Elec Coop, Inc | 35.4947 | -98.3857 | 6085 CS 2585 | Hinton | OK | 73047 | Caddo | MRO | SWPP | Southwest Power Pool | Solar | Solar Photovoltaic | 1 | 1 | 3 | 3 | 3 | RE | Electric Utility | 24.6 | C |  |  |  |  | 4 | Y | [5 empty] | 2017
61616 | SPP | Marietta | 20447 | Western Farmers Elec Coop, Inc | 33.9432 | -97.1086 | 8793 Ward Ranch Rd | Marietta | OK | 73448 | Love | MRO | SWPP | Southwest Power Pool | Solar | Solar Photovoltaic | 1 | 1 | 3 | 3 | 3 | RE | Electric Utility | 24.6 | C |  |  |  |  | 4 | Y | [5 empty] | 2017
61617 | SPP | Pine Ridge | 20447 | Western Farmers Elec Coop, Inc | 35.0134 | -98.4447 | 38017 CS 2550 | Apache | OK | 73006 | Caddo | MRO | SWPP | Southwest Power Pool | Solar | Solar Photovoltaic | 1 | 1 | 3 | 3 | 3 | RE | Electric Utility | 24.6 | C |  |  |  |  | 4 | Y | [5 empty] | 2017
61618 | SPP | Tuttle | 20447 | Western Farmers Elec Coop, Inc | 35.2666 | -97.8465 | 865 C.S. 2890 | Tuttle | OK | 73089 | Grady | MRO | SWPP | Southwest Power Pool | Solar | Solar Photovoltaic | 1 | 1 | 4 | 4 | 4 | RE | Electric Utility | 24.6 | C |  |  |  |  | 5.1 | Y | [5 empty] | 2017
61619 | WECC | CDCR (CA) - Solano State Prison | 61224 | SunE Solano SP Owner, LLC | 38.3227 | -121.9706 | 2100 Peabody Road | Vacaville | CA | 95687 | Solano | WECC | CISO | California Independent System Operator | Solar | Solar Photovoltaic | 1 | SOLSP | 1.1 | 1.1 | 1.1 | NR | IPP Non-CHP | 21 | Q |  |  |  |  | 1.4 | Y | [5 empty] | 2013
61620 | WECC | CDCR (CA) - Corcoran State Prison | 61225 | SunE Corcoran SP Owner, LLC | 36.065 | -119.5576 | CDCR (CA) - Corcoran State Pri | Corcoran | CA | 93212 | Kings | WECC | CISO | California Independent System Operator | Solar | Solar Photovoltaic | 1 | CORSP | 5 | 5 | 5 | NR | IPP Non-CHP | 12.47 | Q |  |  |  |  | 5.9 | Y | [5 empty] | 2013
61621 | WECC | CDCR (CA) - Wasco State Prison | 61226 | SunE Wasco SP Owner, LLC | 35.6005 | -119.4037 | 701 Scofield Avenue | Wasco | CA | 93280 | Kern | WECC | CISO | California Independent System Operator | Solar | Solar Photovoltaic | 1 | WASCO | 1.5 | 1.5 | 1.5 | NR | IPP Non-CHP | 115 | Q |  |  |  |  | 1.9 | Y | [5 empty] | 2013
61626 | MISO | Dundas Solar Holdings LLC CSG | 60281 | Altus Power America Management, LLC | 44.4396 | -93.1973 | 10150 Dundas Blvd. | Northfield | MN | 55057 | Rice | MRO | MISO | Midcontinent Independent Transmission System Operator, Inc.. | Solar | Solar Photovoltaic | 1 | DU | 5 | 5 | 5 | NR | IPP Non-CHP | 12.47 | Q |  |  |  |  | 6.6 | [6 empty] | 2018
61627 | MISO | Waterville CSG Solar Holdings LLC | 60281 | Altus Power America Management, LLC | 44.1971 | -93.5712 | 51380 147th Ave. | Waterville | MN | 56096 | Le Sueur | MRO | MISO | Midcontinent Independent Transmission System Operator, Inc.. | Solar | Solar Photovoltaic | 1 | WA | 5 | 5 | 5 | NR | IPP Non-CHP | 23.9 | Q |  |  |  |  | 6.6 | [6 empty] | 2018
61628 | WECC | Kilroy Solar | 61227 | Nautilus Solar Solutions | 32.9361 | -117.2342 | 3661 Valley Centre Dr | San Diego | CA | 92130 | San Diego | WECC | CISO | California Independent System Operator | Solar | Solar Photovoltaic | 1 | KILRO | 1.1 | 1.1 | 0.9 | NR | IPP Non-CHP | 480 | Q |  |  |  |  | 1.3 | [6 empty] | 2018
61630 | PJM | William G Mennen Sports Solar | 58753 | Sunlight General Morris Solar LLC | 40.8149 | -74.4759 | 161 East Hanover Ave | Morristown | NJ | 7960 | Morris | RFC | PJM | PJM Interconnection, LLC | Solar | Solar Photovoltaic | 1 | MENN | 1.3 | 1.3 | 1 | NR | IPP Non-CHP | 13.8 | Q |  |  |  |  | 1.6 | [6 empty] | 2011
61631 | WECC | Chiloquin Solar, LLC | 59462 | Heelstone Energy Holdings, LLC | 42.6107 | -121.8612 | 42433 Cattle Drive | Chiloquin | OR | 97624 | Klamath | WECC | PACW | PacifiCorp - West | Solar | Solar Photovoltaic | 1 | CHILO | 9.9 | 9.9 | 9.9 | NR | IPP Non-CHP | 12.47 | Q |  |  |  |  | 14 | [6 empty] | 2018
61637 | PJM | Denison Solar Array | 60571 | AEP Onsite Partners, LLC | 40.0733 | -82.518 | 1205 North St. | Granville | OH | 43023 | Licking | RFC | PJM | PJM Interconnection, LLC | Solar | Solar Photovoltaic | 1 | PV1 | 1.9 | 1.9 | 1.9 | NR | IPP Non-CHP | 12.47 | Q |  |  |  |  | 2.3 | Y | [5 empty] | 2017
61638 | MISO | Turtle Creek Wind Farm LLC | 61330 | Turtle Creek Wind Farm LLC | 43.4296 | -92.8395 | 1901 440th St. | St. Ansgar | IA | 50461 | Mitchell | MRO | MISO | Midcontinent Independent Transmission System Operator, Inc.. | Wind | Onshore Wind Turbine | 1 | TC1 | 199.2 | 199.2 | 199.2 | NR | IPP Non-CHP | 345 | Q |  | 50 | Vestas | 269 | [7 empty] | 2018
61644 | MISO | August Wind Farm | 61254 | August Wind Energy, LLC | 40.7649 | -94.4756 | 3384 190th St | Clearfield | IA | 50840 | Taylor | MRO | MISO | Midcontinent Independent Transmission System Operator, Inc.. | Wind | Onshore Wind Turbine | 1 | AUG | 1.8 | 1.8 | 1.8 | NR | IPP Non-CHP | 12.47 | Q |  | 1 | GE | 263 | [7 empty] | 2017
61645 | MISO | Altair Community Solar Garden | 62759 | National Grid Renewables | 43.925 | -93.4858 | 25296 State Hwy 13 | New Richmond | MN | 56072 | Waseca | MRO | MISO | Midcontinent Independent Transmission System Operator, Inc.. | Solar | Solar Photovoltaic | 1 | ALTA | 1 | 1 | 1 | NR | IPP Non-CHP | 12.5 | Q |  |  |  |  | 1.5 | [6 empty] | 2019
61646 | MISO | LA3 West Baton Rouge Solar Facility | 61677 | Sol Systems | 30.4651 | -91.3319 | TBD | West Baton Rouge | LA | 70767 | West Baton Rouge | SERC | MISO | Midcontinent Independent Transmission System Operator, Inc.. | Solar | Solar Photovoltaic | 1 | LA3WB | 50 | 50 | 50 | NR | IPP Non-CHP | 138 | Q |  |  |  |  | 74.5 | Y | [5 empty] | 2020
61647 | MISO | ENO Paterson Solar | 13478 | Entergy New Orleans, LLC | 30.0114 | -90.024 | 4201 Jourdan Rd. | New Orleans | LA | 70126 | Orleans | SERC | MISO | Midcontinent Independent Transmission System Operator, Inc.. | Solar | Solar Photovoltaic | 1 | NOSPS | 1.1 | 1.1 | 1.1 | RE | Electric Utility | 13.2 | I |  |  |  |  | 1.3 | Y | [5 empty] | 2016
61650 | MISO | Blazing Star 2 Wind Farm | 13781 | Northern States Power Co - Minnesota | 44.4453 | -96.3528 | County Road 102 | Hendricks | MN | 56136 | Lincoln | MRO | MISO | Midcontinent Independent Transmission System Operator, Inc.. | Wind | Onshore Wind Turbine | 1 | BLZS2 | 200 | 200 | 200 | RE | Electric Utility | 345 | I | NSP.BSTAR2.WND | 100 | Vestas | 262 | [7 empty] | 2021
61651 | MISO | Capricornus Community Solar Garden | 62759 | National Grid Renewables | 45.3987 | -94.7174 | 18978 293rd Ave | Paynsville | MN | 56632 | Stearns | MRO | MISO | Midcontinent Independent Transmission System Operator, Inc.. | Solar | Solar Photovoltaic | 1 | CAPR | 1 | 1 | 1 | NR | IPP Non-CHP | 12.5 | Q |  |  |  |  | 1.5 | [6 empty] | 2019
61652 | MISO | Fiber Recovery, Inc. | 61266 | Fiber Recovery, Inc | 44.8875 | -89.3859 | 172900 STATE Highway 29 | Ringle | WI | 54471 | Marathon | RFC | MISO | Midcontinent Independent Transmission System Operator, Inc.. | Other | Landfill Gas | 3 | ENG1; ENG2; ENG3 | 2.4 | 2.4 | 2.4 | NR | IPP CHP | 12.46 | Q | [11 empty] | 2008
61660 | PJM | Whirlpool Corp-Greenville Wind Farm | 61278 | OEE XXVI LLC | 40.1313 | -84.6099 | 1701 Kitchen Aid Way | Greenville | OH | 45331 | Darke | RFC | PJM | PJM Interconnection, LLC | Wind | Onshore Wind Turbine | 3 | WTG1; WTG2; WTG3 | 4.5 | 4.5 | 4.5 | NR | IPP Non-CHP | 12.47 | Q |  | 3 | Goldwind | 262 | [7 empty] | 2018
61661 | WECC | Vista Energy Storage System | 61277 | Vista Energy Storage, LLC | 33.204 | -117.2539 | 552 Olive Ave | Vista | CA | 90283 | San Diego | WECC | CISO | California Independent System Operator | Battery | Batteries | 1 | VISTA | 40 | 40 | 40 | NR | IPP Non-CHP | 69 | Q | [7 empty] | 38 | 40 | 40 | LIB | 2018
61662 | WECC | Carrizozo Solar | 60520 | SoCore Energy LLC | 33.6103 | -105.7478 | 125 Snell Rd | Carrizozo | NM | 88301 | Lincoln | WECC | PNM | Public Service Company of New Mexico | Solar | Solar Photovoltaic | 1 | PV1 | 3 | 3 | 3 | NR | IPP Non-CHP | 34.98 | Q |  |  |  |  | 3.6 | Y | [5 empty] | 2018
61668 | SPP | Creston Ridge II, LLC | 61280 | Creston Ridge II, LLC | 41.677 | -97.391 | 45248 205th Ave | Creston | NE | 68631 | Platte | MRO | SWPP | Southwest Power Pool | Wind | Onshore Wind Turbine | 3 | CR2-1; CR2-2; CR2-3 | 6.9 | 6.9 | 6.9 | NR | IPP Non-CHP | 34.5 | Q |  | 3 | GE | 264 | [7 empty] | 2017
61669 | MISO | Scandia Community Solar Garden | 61284 | Scandia CSG LLC | 45.2872 | -92.8125 | 23359 Oldfield Ave A | Scandia | MN | 55073 | Washington | MRO | MISO | Midcontinent Independent Transmission System Operator, Inc.. | Solar | Solar Photovoltaic | 1 | SCAND | 2.5 | 2.5 | 2.5 | NR | IPP Non-CHP | 12.5 | I |  |  |  |  | 3.3 | [6 empty] | 2018
61670 | MISO | RJC II Community Solar Garden | 61285 | RJC II CSG LLC | 44.1389 | -93.2572 | 2501 NW 46th St | Owatonna | MN | 55060 | Steele | MRO | MISO | Midcontinent Independent Transmission System Operator, Inc.. | Solar | Solar Photovoltaic | 1 | RJCII | 1 | 1 | 1 | NR | IPP Non-CHP | 25 | I |  |  |  |  | 1.4 | [6 empty] | 2018
61671 | MISO | Betcher Community Solar Garden | 61256 | Betcher CSG LLC | 44.3924 | -92.596 | 38369 215th Avenue | Goodhue | MN | 55027 | Goodhue | MRO | MISO | Midcontinent Independent Transmission System Operator, Inc.. | Solar | Solar Photovoltaic | 1 | BETCH | 1 | 1 | 1 | NR | IPP Non-CHP | 25 | I |  |  |  |  | 1.4 | [6 empty] | 2018
61672 | MISO | Sherburne Community Solar | 60571 | AEP Onsite Partners, LLC | 45.4381 | -94.0442 | 9038 58th Ave, SE | Clear Lake | MN | 55319 | Sherburne | MRO | MISO | Midcontinent Independent Transmission System Operator, Inc.. | Solar | Solar Photovoltaic | 1 | PV1 | 5 | 5 | 5 | NR | IPP Non-CHP | 34.5 | Q |  |  |  |  | 7 | Y | [5 empty] | 2018
61674 | SPP | Wildcat Ranch Wind Project | 61291 | Wildcat Ranch Wind Project, LLC | 33.5296 | -102.9619 | 2176 County Road 97 | Morton | TX | 79346 | Cochran | MRO | SWPP | Southwest Power Pool | Wind | Onshore Wind Turbine | 1 | WT | 150 | 150 | 150 | NR | IPP Non-CHP | 115 | Q |  | 65 | GE | 200 | [7 empty] | 2018
61677 | SPP | Perennial Windfarm | 61288 | Perennial Wind, LLC | 40.6319 | -97.6427 | 2008 Rd. 12 | Fairmont | NE | 68354 | Fillmore | MRO | SWPP | Southwest Power Pool | Wind | Onshore Wind Turbine | 3 | T-1; T-2; T-3 | 6.9 | 6.9 | 6.9 | NR | IPP Non-CHP | 12.47 | Q |  | 3 | GE | 295 | [7 empty] | 2018
61678 | WECC | Pinal Central Energy Center Hybrid | 61295 | Pinal Central Energy Center, LLC | 32.8757 | -111.5511 | 19 S. Sunshine Blvd | Casa Grande | AZ | 85194 | Pinal | WECC | SRP | Salt River Project | Mixed | Batteries; Solar Photovoltaic | 2 | BA1; PCEC | 30 | 30 | 30 | NR | IPP Non-CHP | 230 | Q |  |  |  |  | 30.9 | Y |  | 40 | 10 | 10 | LIB | 2018
61680 | MISO | Tatanka Wi | 61299 | HQC Tatanka Wi Solar Power Generation LLC | 45.2108 | -93.8843 | 4240, County Highway 12 North | Buffalo | MN | 55313 | Wright | MRO | MISO | Midcontinent Independent Transmission System Operator, Inc.. | Solar | Solar Photovoltaic | 1 | MMPA | 7.1 | 7.1 | 7.1 | NR | IPP Non-CHP | 12.47 | Q |  |  |  |  | 8.7 | Y | [5 empty] | 2017
61681 | SPP | Middle Daisy | 60584 | Onyx Asset Services Group | 32.9786 | -103.3713 | 1802 Oak Avenue | Lovington | NM | 88260 | Lea | MRO | SWPP | Southwest Power Pool | Solar | Solar Photovoltaic | 1 | 10257 | 5 | 5 | 5 | NR | IPP Non-CHP | 69 | Q |  |  |  |  | 6.8 | Y | [5 empty] | 2017
61682 | WECC | USG 1 | 60059 | ZGlobal Inc | 32.7928 | -115.8573 | 3810 W. Evan Hewes Hwy | El Centro | CA | 92243 | Imperial | WECC | IID | Imperial Irrigation District | Solar | Solar Photovoltaic | 1 | USG1 | 1 | 1 | 1 | NR | IPP Non-CHP | 13.2 | Q |  |  |  |  | 1.2 | Y | [5 empty] | 2014
61683 | WECC | USG 2 | 60059 | ZGlobal Inc | 32.7904 | -115.8632 | 3810 W. Evan Hewes Hwy | El Centro | CA | 92243 | Imperial | WECC | IID | Imperial Irrigation District | Solar | Solar Photovoltaic | 1 | USG2 | 1 | 1 | 1 | NR | IPP Non-CHP | 2.4 | Q |  |  |  |  | 1.1 | [6 empty] | 2015
61686 | MISO | Johnson 1 Community Solar | 61287 | Johnson I CSG LLC | 45.4832 | -92.8152 | 36875 Oriole Avenue | Lindstrom | MN | 55045 | Chisago | MRO | MISO | Midcontinent Independent Transmission System Operator, Inc.. | Solar | Solar Photovoltaic | 1 | PV1 | 1 | 1 | 1 | NR | IPP Non-CHP | 25 | I |  |  |  |  | 1.4 | [6 empty] | 2018
61688 | WECC | North Gooding Main Hydro | 61305 | North Gooding Main Hydro LLC | 43.0451 | -114.5588 | North of intersection at 750 R | Gooding | ID | 83330 | Gooding | WECC | IPCO | Idaho Power Company | Other | Conventional Hydroelectric | 1 | NGM1 | 1.3 | 1.3 | 0.1 | NR | IPP Non-CHP | 34 | Q | [11 empty] | 2016
61689 | MISO | Grimm Community Solar | 61303 | Grimm CSG LLC | 44.7314 | -94.6093 | 52301 590th Avenue | Buffalo Lake | MN | 55314 | Renville | MRO | MISO | Midcontinent Independent Transmission System Operator, Inc.. | Solar | Solar Photovoltaic | 1 | PV1 | 1 | 1 | 1 | NR | IPP Non-CHP | 25 | I |  |  |  |  | 1.4 | [6 empty] | 2018
61690 | MISO | Foreman's Hill Community Solar | 61304 | Foreman's Hill CSG LLC | 44.5533 | -92.6369 | 1651 Old Highway 19 | Red Wing | MN | 55073 | Goodhue | MRO | MISO | Midcontinent Independent Transmission System Operator, Inc.. | Solar | Solar Photovoltaic | 1 | FOREM | 5 | 5 | 5 | NR | IPP Non-CHP | 12.5 | I |  |  |  |  | 7.1 | [6 empty] | 2018
61691 | PJM | Depot Solar Center, LLC | 63237 | Emerald Hills Holding I, LLC | 37.2763 | -79.1165 | Depot Road | Rustburg | VA | 24588 | Campbell | SERC | PJM | PJM Interconnection, LLC | Solar | Solar Photovoltaic | 1 | DEPOT | 15 | 15 | 15 | NR | IPP Non-CHP | 12.47 | Q |  |  |  |  | 20 | Y | [5 empty] | 2022
61692 | WECC | IVC Solar | 9216 | Imperial Irrigation District | 32.8319 | -115.5066 | 380 E Aten Road | Imperial | CA | 92251 | Imperial | WECC | IID | Imperial Irrigation District | Solar | Solar Photovoltaic | 1 | IVCS | 3 | 3 | 3 | RE | Electric Utility | 2.4 | P |  |  |  |  | 3.3 | Y | [5 empty] | 2016
61695 | MISO | Johnson II Community Solar | 61309 | Johnson II CSG LLC | 45.492 | -92.8542 | 12169 375th Street | North Branch | MN | 55056 | Chisago | MRO | MISO | Midcontinent Independent Transmission System Operator, Inc.. | Solar | Solar Photovoltaic | 1 | PV1 | 1 | 1 | 1 | NR | IPP Non-CHP | 25 | I |  |  |  |  | 1.4 | [6 empty] | 2018
61698 | WECC | Folsom SP and CSP Sacramento | 58970 | Ecoplexus, Inc | 38.687 | -121.16 | 300 Prison Road | Represa | CA | 95671 | Sacramento | WECC | BANC | Balancing Authority of Northern California | Solar | Solar Photovoltaic | 1 | FOLSM | 1.3 | 1.3 | 1.3 | NR | IPP Non-CHP | 13.2 | Q |  |  |  |  | 1.6 | [6 empty] | 2019
61704 | MISO | Aquila Community Solar | 62759 | National Grid Renewables | 45.6511 | -95.3401 | 19592 State Hwy 28 | Glenwood | MN | 56334 | Pope | MRO | MISO | Midcontinent Independent Transmission System Operator, Inc.. | Solar | Solar Photovoltaic | 1 | AQUI | 1 | 1 | 1 | NR | IPP Non-CHP | 12.5 | Q |  |  |  |  | 1.5 | [6 empty] | 2019
61705 | MISO | Acturus Community Solar | 62759 | National Grid Renewables | 44.2832 | -93.9544 | 34388 460th St | Kasota | MN | 56050 | Le Sueur | MRO | MISO | Midcontinent Independent Transmission System Operator, Inc.. | Solar | Solar Photovoltaic | 1 | ARCT | 1 | 1 | 1 | NR | IPP Non-CHP | 12.5 | Q |  |  |  |  | 1.5 | [6 empty] | 2018
61706 | MISO | Auriga Community Solar | 62759 | National Grid Renewables | 43.9779 | -95.7674 | 1485 91st Street | Slayton | MN | 56172 | Murray | MRO | MISO | Midcontinent Independent Transmission System Operator, Inc.. | Solar | Solar Photovoltaic | 1 | AURI | 1 | 1 | 1 | NR | IPP Non-CHP | 12.5 | Q |  |  |  |  | 1.5 | [6 empty] | 2018
61707 | MISO | Canopus Community Solar | 62759 | National Grid Renewables | 45.4283 | -94.8232 | 34290 County Rd 178 | Belgrade | MN | 56132 | Stearns | MRO | MISO | Midcontinent Independent Transmission System Operator, Inc.. | Solar | Solar Photovoltaic | 1 | CANO | 1 | 1 | 1 | NR | IPP Non-CHP | 12.5 | Q |  |  |  |  | 1.5 | [6 empty] | 2019
61708 | MISO | Sagitta Community Solar | 62759 | National Grid Renewables | 44.9483 | -95.3862 | 10034 Hwy 7 SE | Clara City | MN | 56222 | Chippewa | MRO | MISO | Midcontinent Independent Transmission System Operator, Inc.. | Solar | Solar Photovoltaic | 1 | SAGI | 1 | 1 | 1 | NR | IPP Non-CHP | 12.5 | Q |  |  |  |  | 1.5 | [6 empty] | 2018
61709 | MISO | Libra Community Solar | 62759 | National Grid Renewables | 45.6712 | -95.3885 | 171 NW 22nd Ave | Glenwood | MN | 56334 | Pope | MRO | MISO | Midcontinent Independent Transmission System Operator, Inc.. | Solar | Solar Photovoltaic | 1 | LIBR | 1 | 1 | 1 | NR | IPP Non-CHP | 12.5 | Q |  |  |  |  | 1.5 | [6 empty] | 2018
61710 | MISO | Aquarius Community Solar | 62759 | National Grid Renewables | 44.2291 | -95.6201 | 550 S 4th Street | Tracy | MN | 56175 | Lyon | MRO | MISO | Midcontinent Independent Transmission System Operator, Inc.. | Solar | Solar Photovoltaic | 1 | AQUA | 1 | 1 | 1 | NR | IPP Non-CHP | 12.5 | Q |  |  |  |  | 1.5 | [6 empty] | 2019
61711 | MISO | Cassiopeia Community Solar | 62759 | National Grid Renewables | 45.6473 | -95.3287 | 19019 State Highway 28 | Glenwood | MN | 56334 | Pope | MRO | MISO | Midcontinent Independent Transmission System Operator, Inc.. | Solar | Solar Photovoltaic | 1 | CASS | 1 | 1 | 1 | NR | IPP Non-CHP | 12.5 | Q |  |  |  |  | 1.5 | [6 empty] | 2019
61712 | MISO | Crux Community Solar | 62759 | National Grid Renewables | 44.0401 | -92.6932 | 27235 625th St. | Kasson | MN | 55944 | Dodge | MRO | MISO | Midcontinent Independent Transmission System Operator, Inc.. | Solar | Solar Photovoltaic | 1 | CRUX | 1 | 1 | 1 | NR | IPP Non-CHP | 12.5 | Q |  |  |  |  | 1.5 | [6 empty] | 2019
61713 | MISO | Leo Community Solar | 62759 | National Grid Renewables | 43.9782 | -95.8508 | 1061 91st Street | Hadley | MN | 56151 | Murray | MRO | MISO | Midcontinent Independent Transmission System Operator, Inc.. | Solar | Solar Photovoltaic | 1 | LEO | 1 | 1 | 1 | NR | IPP Non-CHP | 12.5 | Q |  |  |  |  | 1.5 | [6 empty] | 2018
61715 | MISO | Deneb Community Solar | 62759 | National Grid Renewables | 45.4041 | -94.8311 | 15515 Highway 55 SE | Belgrade | MN | 56312 | Kandiyohi | MRO | MISO | Midcontinent Independent Transmission System Operator, Inc.. | Solar | Solar Photovoltaic | 1 | DENE | 1 | 1 | 1 | NR | IPP Non-CHP | 12.5 | Q |  |  |  |  | 1.5 | [6 empty] | 2019
61716 | MISO | Kaus Community Solar | 62759 | National Grid Renewables | 44.0504 | -92.9614 | 14137 U.S. 14 | Claremont | MN | 55924 | Dodge | MRO | MISO | Midcontinent Independent Transmission System Operator, Inc.. | Solar | Solar Photovoltaic | 1 | KAUS | 1 | 1 | 1 | NR | IPP Non-CHP | 12.5 | Q |  |  |  |  | 1.5 | [6 empty] | 2019
61718 | WECC | Aerolease | 61348 | PCS Energy, LLC | 34.1899 | -118.4514 | 7943-7949 Woodley Avenue | Van Nuys | CA | 91406 | Los Angeles | WECC | LDWP | Los Angeles Department of Water and Power | Solar | Solar Photovoltaic | 1 | APLEX | 1.3 | 1.1 | 0.9 | NR | Industrial Non-CHP | 0.48 | Q |  |  |  |  | 1.5 | [6 empty] | 2018
61721 | WECC | Baldwin (CA) | 61344 | Electrodes | 33.6693 | -117.6468 | 88 ICON, ACCESS ROAD SE/O ICON | Lake Forest | CA | 92610 | Orange | WECC | CISO | California Independent System Operator | Battery | Batteries | 1 | WLA01 | 1 | 1 | 1 | NR | Commercial Non-CHP | 12 | COM | [7 empty] | 6.9 | 1 | 1 | LIB | 2019
61722 | WECC | HEBT Irvine 1 | 61344 | Electrodes | 33.7135 | -117.8521 | 2400 S. Grand Avenue | Santa Ana | CA | 92795 | Orange | WECC | CISO | California Independent System Operator | Battery | Batteries | 2 | IRV01; IRV1W | 5.5 | 5.5 | 5.5 | NR | IPP Non-CHP | 0.48 | COM | [7 empty] | 33.5 | 5.5 | 5.5 | LIB | 2018
61723 | WECC | HEBT Irvine 2 | 61344 | Electrodes | 33.6652 | -117.7682 | 15882 Sand Canyon Ave | Irvine | CA | 92618 | Orange | WECC | CISO | California Independent System Operator | Battery | Batteries | 2 | IRV06; IRV2W | 5.8 | 5.8 | 5.8 | NR | IPP Non-CHP | 0.48 | COM | [7 empty] | 34.8 | 5.8 | 5.8 | LIB | 2018
61729 | PJM | Richmond Solar Site 2 | 9234 | Indiana Municipal Power Agency | 39.8335 | -84.8162 | 6200 E. National Rd | Richmond | IN | 47374 | Wayne | RFC | PJM | PJM Interconnection, LLC | Solar | Solar Photovoltaic | 1 | SRIC2 | 7.4 | 7.4 | 6 | RE | Electric Utility | 13.8 | P |  |  |  |  | 9.8 | Y | [5 empty] | 2018
61735 | PJM | Hilltopper Wind Project | 61365 | Hilltopper Wind Project, LLC | 40.03 | -89.381 | 245 1500th Ave | Mt. Pulaski | IL | 62548 | Logan | SERC | PJM | PJM Interconnection, LLC | Wind | Onshore Wind Turbine | 1 | WT1 | 185 | 185 | 185 | NR | IPP Non-CHP | 345 | Q |  | 74 | GE | 380 | [7 empty] | 2018
61737 | PJM | Navy Yard Peaker Station | 61353 | Philadelphia Authority for Industrial Development | 39.8902 | -75.1855 | 1901 Kittyhawk Avenue | Philadelphia | PA | 19112 | Philadelphia | RFC | PJM | PJM Interconnection, LLC | Natural Gas | Natural Gas Internal Combustion Engine | 4 | GEN1; GEN2; GEN3; GEN4 | 8 | 8 | 8 | NR | IPP Non-CHP | 13.2 | M | [11 empty] | 2017
61738 | PJM | GWCC PV Solar Farm | 61362 | GWCC PV Solar Farm | 39.0172 | -76.909 | 5601 Sunnyside Ave | Beltsville | MD | 20705 | Prince Georges | RFC | PJM | PJM Interconnection, LLC | Solar | Solar Photovoltaic | 1 | SOLAR | 1.6 | 1.6 | 1.6 | NR | IPP Non-CHP | 13.8 | F |  |  |  |  | 2.1 | [6 empty] | 2015
61744 | PJM | L'Oreal Solar - Florence | 57210 | L'Oreal USA Products Inc | 38.9877 | -84.6082 | 7979 Vulcan Drive | Florence | KY | 41042 | Boone | SERC | PJM | PJM Interconnection, LLC | Solar | Solar Photovoltaic | 1 | 1 | 1.1 | 0.9 | 0.6 | NR | Commercial Non-CHP | 0.48 | COM | DEK |  |  |  | 1.4 | [6 empty] | 2017
61745 | SPP | Aurora County Wind | 56769 | Consolidated Edison Development Inc. | 43.7308 | -98.7642 | 37158 US Hwy. 16 | White Lake | SD | 57833 | Aurora | MRO | SWPP | Southwest Power Pool | Wind | Onshore Wind Turbine | 1 | ACSD | 20 | 20 | 20 | NR | IPP Non-CHP | 69 | Q |  | 9 | GE | 262.5 | [7 empty] | 2018
61746 | SPP | Brule County Wind | 56769 | Consolidated Edison Development Inc. | 43.717 | -98.922 | 36384 252nd St | Kimball | SD | 57355 | Brule | MRO | SWPP | Southwest Power Pool | Wind | Onshore Wind Turbine | 1 | BCSD | 20 | 20 | 20 | NR | IPP Non-CHP | 69 | Q |  | 9 | GE | 262.5 | [7 empty] | 2018
61747 | MISO | Foxtail Wind, LLC | 61374 | Foxtail Wind, LLC | 46.0982 | -98.8801 | TBD | Forbes | ND | 58413 | Dickey | MRO | MISO | Midcontinent Independent Transmission System Operator, Inc.. | Wind | Onshore Wind Turbine | 1 | 1 | 150 | 150 | 150 | RE | Electric Utility | 230 | I | MDU.FOXTL.WND | 75 | Vestas | 262 | [7 empty] | 2020
61750 | WECC | Wistaria Ranch Solar | 56769 | Consolidated Edison Development Inc. | 32.676 | -115.619 | 394 Rockwood Road | Calexico | CA | 92231 | Imperial | WECC | CISO | California Independent System Operator | Solar | Solar Photovoltaic | 1 | WICA | 106.7 | 100 | 100 | NR | IPP Non-CHP | 230 | Q |  |  |  |  | 141 | Y | [5 empty] | 2018
61751 | PJM | Rotor Clip | 61373 | MERIT SI | 40.5391 | -74.5324 | 187 Davidson Avenue | Somerset | NJ | 8801 | Somerset | RFC | PJM | PJM Interconnection, LLC | Solar | Solar Photovoltaic | 1 | RCLIP | 2.8 | 2.7 | 2.2 | NR | IPP Non-CHP | 0.48 | COM |  |  |  |  | 4.9 | [6 empty] | 2018
61752 | WECC | Quincy II Solar Garden | 60571 | AEP Onsite Partners, LLC | 39.6384 | -104.6625 | 28102 E Quincy Ave | Aurora | CO | 80127 | Arapahoe | WECC | PSCO | Public Service Company of Colorado | Solar | Solar Photovoltaic | 1 | PV1 | 1.5 | 1.5 | 1.5 | NR | IPP Non-CHP | 13.2 | Q |  |  |  |  | 1.9 | Y | [5 empty] | 2018
61753 | WECC | Imboden Solar Garden | 60571 | AEP Onsite Partners, LLC | 39.7868 | -104.5836 | 5135 Imboden Road | Watkins | CO | 80137 | Adams | WECC | PSCO | Public Service Company of Colorado | Solar | Solar Photovoltaic | 2 | PV1; PV2 | 3 | 3 | 3 | NR | IPP Non-CHP | 13.2 | Q |  |  |  |  | 3.8 | Y | [5 empty] | 2018
61754 | WECC | SunSelect1 | 63182 | SunSelect Produce (California) Inc | 35.0967 | -118.6022 | 20570 Pellisier Road | Tehachapi | CA | 93561 | Kern | WECC | CISO | California Independent System Operator | Natural Gas | Natural Gas Internal Combustion Engine | 2 | 1; 2 | 6.6 | 6.6 | 6.6 | NR | Industrial CHP | 12.47 | Q | SCE | [10 empty] | 2018
61756 | MISO | Meadow Lake Wind Farm VI LLC | 61381 | Meadow Lake Wind Farm VI LLC | 40.6926 | -87.127 | 10296 E 600 N | Remington | IN | 47997 | Benton | RFC | MISO | Midcontinent Independent Transmission System Operator, Inc.. | Wind | Onshore Wind Turbine | 1 | MWLVI | 200.4 | 200.4 | 200.4 | NR | IPP Non-CHP | 345 | Q |  | 61 | Vestas | 105 | [7 empty] | 2018
61759 | SPP | Covington Solar Farm | 14063 | Oklahoma Gas & Electric Co | 36.3179 | -97.5859 | 7113 S. Hwy 74 | Covington | OK | 73730 | Garfield | MRO | SWPP | Southwest Power Pool | Solar | Solar Photovoltaic | 1 | CVS1 | 10 | 10 | 10 | RE | Electric Utility | 24.9 | I |  |  |  |  | 13.2 | Y | [5 empty] | 2018
61761 | WECC | Douglas County Forest Products | 61393 | Douglas County Forest Products | 43.2898 | -123.3616 | 398 Del Rio Rd. | Roseburg | OR | 97471 | Douglas | WECC | PACW | PacifiCorp - West | Other | Wood/Wood Waste Biomass | 1 | GEN-1 | 6.3 | 6.3 | 6.3 | NR | Industrial CHP | 13.2 | IND | [11 empty] | 2006
61762 | MISO | Sherburne North Project CSG | 61383 | MN Solar Community, LLC | 45.4978 | -94.1143 | 4899 Co. Rd. 8 SE | St. Cloud | MN | 56304 | Sherburne | MRO | MISO | Midcontinent Independent Transmission System Operator, Inc.. | Solar | Solar Photovoltaic | 1 | SHERB | 5 | 5 | 5 | NR | IPP Non-CHP | 34.5 | Q |  |  |  |  | 7 | Y | [5 empty] | 2018
61778 | PJM | North 301 Solar | 61401 | North 301 Solar, LLC | 36.213 | -77.624 | 15921 Highway 301 | Enfield | NC | 27823 | Halifax | SERC | PJM | PJM Interconnection, LLC | Solar | Solar Photovoltaic | 1 | N301 | 20 | 20 | 20 | NR | IPP Non-CHP | 24.9 | Q |  |  |  |  | 26.9 | Y | [5 empty] | 2019
61781 | PJM | Edenton Solar | 61404 | Edenton Solar | 36.054 | -76.544 | 740 Yeopin Rd | Edenton | NC | 27932 | Chowan | SERC | PJM | PJM Interconnection, LLC | Solar | Solar Photovoltaic | 1 | EDE | 5 | 5 | 5 | NR | IPP Non-CHP | 12.47 | Q |  |  |  |  | 7.5 | [6 empty] | 2019
61784 | SPP | Upstream Wind Energy LLC | 49893 | Invenergy Services LLC | 42.1843 | -97.965 | 853rd Rd | Neligh | NE | 68756 | Antelope | MRO | SWPP | Southwest Power Pool | Wind | Onshore Wind Turbine | 1 | UWE | 202.5 | 202.5 | 202.5 | NR | IPP Non-CHP | 115 | Q |  | 81 | GE | 295.3 | [7 empty] | 2018
61787 | MISO | Bishop Hill III | 49893 | Invenergy Services LLC | 41.2111 | -90.276 | 16351 N. 450th Ave | Cambridge | IL | 61238 | Henry | SERC | MISO | Midcontinent Independent Transmission System Operator, Inc.. | Wind | Onshore Wind Turbine | 1 | BHIII | 119 | 119 | 119 | NR | IPP Non-CHP | 138 | Q |  | 53 | GE | 295.3 | [7 empty] | 2018
61788 | MISO | Hilltop Power | 61415 | Hilltop Power, LLC | 43.9129 | -96.1932 | 401 140th Ave. | Edgerton | MN | 56128 | Pipestone | MRO | MISO | Midcontinent Independent Transmission System Operator, Inc.. | Wind | Onshore Wind Turbine | 1 | WT | 2 | 2 | 2 | NR | IPP Non-CHP | 24.5 | Q |  | 1 | DeWind | 262 | [7 empty] | 2008
61789 | SPP | Diamond Vista Wind Project, LLC | 61413 | Enel Green Power Diamond Vista Wind Project, LLC | 38.551 | -97.193 | 1110 340th | Tampa | KS | 67483 | Marion | MRO | SWPP | Southwest Power Pool | Wind | Onshore Wind Turbine | 1 | DV | 299.3 | 299.3 | 299.3 | NR | IPP Non-CHP | 230 | Q |  | 95 | Acciona | 410 | [7 empty] | 2018
61791 | WECC | Stage Gulch Solar | 61418 | Stage Gulch Solar, LLC | 38.2168 | -122.5429 | 520 Stage Gulch Road | Petaluma | CA | 94954 | Sonoma | WECC | CISO | California Independent System Operator | Solar | Solar Photovoltaic | 1 | 5001 | 1 | 0.8 | 0.7 | NR | IPP Non-CHP | 12 | Q |  |  |  |  | 1.1 | [6 empty] | 2018
61792 | WECC | Lavio Solar | 61417 | Lavio Solar, LLC | 38.1946 | -122.6634 | 4990 D Street Extension | Petaluma | CA | 94954 | Sonoma | WECC | CISO | California Independent System Operator | Solar | Solar Photovoltaic | 1 | 5002 | 1 | 1 | 0.5 | NR | IPP Non-CHP | 12 | Q |  |  |  |  | 1.3 | N | [5 empty] | 2018
61793 | MISO | Heyer CSG | 61409 | Heyer CSG LLC | 44.2272 | -93.4217 | 7887 250th Street W | Morristown | MN | 55052 | Rice | MRO | MISO | Midcontinent Independent Transmission System Operator, Inc.. | Solar | Solar Photovoltaic | 1 | HEYER | 1 | 1 | 1 | NR | IPP Non-CHP | 12.47 | I |  |  |  |  | 1.4 | [6 empty] | 2018
61794 | PJM | Gateway Solar | 61419 | Luminace Solar MC, LLC | 38.3769 | -75.2742 | 8628 Old Ocean City Rd. | Berlin | MD | 21811 | Worcester | RFC | PJM | PJM Interconnection, LLC | Solar | Solar Photovoltaic | 2 | GTWYN; GTWYS | 7.6 | 7.6 | 7.6 | NR | IPP Non-CHP | 24.94 | Q |  |  |  |  | 10 | Y | [5 empty] | 2019
61795 | WECC | Pacific Union College BESS | 61420 | ENGIE Storage Services NA LLC | 38.57 | -122.444 | 1 Angwin Ave | Angwin | CA | 94508 | Napa | WECC | CISO | California Independent System Operator | Battery | Batteries | 1 | 12649 | 1 | 1 | 1 | NR | Commercial Non-CHP | 15 | Q | [7 empty] | 2 | 1 | 1 | LIB | 2020
61798 | SPP | Prairie Sky Solar Farm | 9961 | Kansas Electric Power Coop Inc | 37.7517 | -97.0745 | 5272 SW Tumbleweed Road | Andover | KS | 67002 | Butler | MRO | SWPP | Southwest Power Pool | Solar | Solar Photovoltaic | 1 | 1 | 1 | 1 | 1 | RE | Electric Utility | 69 | C |  |  |  |  | 1.4 | [6 empty] | 2017
61799 | MISO | Rensselaer Solar Site 2 | 9234 | Indiana Municipal Power Agency | 40.9498 | -87.1482 | 1580 N. Franklin Street | Rensselaer | IN | 47978 | Jasper | RFC | MISO | Midcontinent Independent Transmission System Operator, Inc.. | Solar | Solar Photovoltaic | 1 | SREN2 | 3.8 | 3.8 | 3.1 | RE | Electric Utility | 12.47 | P |  |  |  |  | 5.1 | Y | [5 empty] | 2018
61800 | PJM | DG AMP Solar Smyrna | 60370 | DG AMP Solar, LLC | 39.2797 | -75.6224 | 250 Artisan Drive | Smyrna | DE | 19977 | Kent | RFC | PJM | PJM Interconnection, LLC | Solar | Solar Photovoltaic | 1 | AMPSM | 1.2 | 1.2 | 1.2 | NR | IPP Non-CHP | 12.5 | Q |  |  |  |  | 1.5 | [6 empty] | 2018
61801 | WECC | Cascade Energy Storage, LLC | 56201 | Engie North America | 37.9201 | -121.2392 | 2482 Carpenter Road | Stockton | CA | 95205 | San Joaquin | WECC | CISO | California Independent System Operator | Battery | Batteries | 1 | 10002 | 25 | 25 | 25 | NR | IPP Non-CHP | 60 | Q | [7 empty] | 100 | 25 | 25 | LIB | 2024
61805 | PJM | DG AMP Solar Piqua Staunton | 60370 | DG AMP Solar, LLC | 40.1409 | -84.2315 | 416 Staunton St | Piqua | OH | 45356 | Miami | RFC | PJM | PJM Interconnection, LLC | Solar | Solar Photovoltaic | 1 | AMPPS | 1.8 | 1.8 | 1.8 | NR | IPP Non-CHP | 13.2 | Q |  |  |  |  | 2.5 | [6 empty] | 2018
61809 | WECC | Stillwater Solar PV II | 61435 | Ormat Stillwater Solar PV II, LLC | 39.542 | -118.5601 | 4637 Lawrence Lane | Fallon | NV | 89406 | Churchill | WECC | NEVP | Nevada Power Company | Solar | Solar Photovoltaic | 1 | STWII | 20 | 20 | 20 | NR | IPP Non-CHP | 60 | Q |  |  |  |  | 24 | [6 empty] | 2018
61811 | WECC | Titan Solar | 61436 | Titan Solar, LLC | 39.6865 | -104.014 | 82933 E. County Road 18 | Deer Trail | CO | 80105 | Arapahoe | WECC | PSCO | Public Service Company of Colorado | Solar | Solar Photovoltaic | 1 | PCEC | 50 | 50 | 50 | NR | IPP Non-CHP | 500 | Q |  |  |  |  | 67.6 | Y | [5 empty] | 2018
61813 | PJM | Ranchland Solar, LLC | 61425 | Ranchland Solar, LLC | 36.4726 | -76.1541 | 1374 Caratoke Hwy | Moyock | NC | 27958 | Currituck | SERC | PJM | PJM Interconnection, LLC | Solar | Solar Photovoltaic | 1 | RCHLD | 60 | 60 | 60 | NR | IPP Non-CHP | 235 | Q |  |  |  |  | 84.5 | Y | [5 empty] | 2017
61816 | MISO | IKEA Oak Creek Rooftop PV System | 57389 | IKEA Property Inc | 42.9029 | -87.9354 | 7500 S. IKEA Way | Oak Creek | WI | 53154 | Milwaukee | RFC | MISO | Midcontinent Independent Transmission System Operator, Inc.. | Solar | Solar Photovoltaic | 1 | PV1 | 1.2 | 1.2 | 1.2 | NR | Commercial Non-CHP | 0.48 | COM |  |  |  |  | 1.6 | [6 empty] | 2018
61817 | MISO | Big Lake Project CSG | 61187 | DG Minnesota CSG, LLC | 45.334 | -93.792 | 19698 200th St. NW | Big Lake | MN | 55309 | Sherburne | MRO | MISO | Midcontinent Independent Transmission System Operator, Inc.. | Solar | Solar Photovoltaic | 1 | BIGLA | 5 | 5 | 5 | NR | IPP Non-CHP | 34.5 | Q |  |  |  |  | 6.9 | Y | [5 empty] | 2018
61818 | PJM | DG AMP Solar Brewster | 60370 | DG AMP Solar, LLC | 40.7024 | -81.5898 | 630 7th St SE | Brewster | OH | 44613 | Stark | RFC | PJM | PJM Interconnection, LLC | Solar | Solar Photovoltaic | 1 | AMPBR | 1.9 | 1.9 | 1.9 | NR | IPP Non-CHP | 12.47 | Q |  |  |  |  | 2.2 | [6 empty] | 2018
61819 | PJM | IKEA Conshohocken Rooftop PV System | 57389 | IKEA Property Inc | 40.0952 | -75.3064 | 400 Alan Wood Rd. | Conshohocken | PA | 19428 | Montgomery | RFC | PJM | PJM Interconnection, LLC | Solar | Solar Photovoltaic | 1 | 211 | 1 | 1 | 1 | NR | Commercial Non-CHP | 0.48 | COM |  |  |  |  | 1.1 | [6 empty] | 2013
61822 | PJM | Princeton Energy Center, LLC | 61440 | Princeton Energy Center LLC | 40.3398 | -74.6239 | 3 Plainsboro Road | Plainsboro | NJ | 8536 | Middlesex | RFC | PJM | PJM Interconnection, LLC | Mixed | Petroleum Liquids; Natural Gas Fired Combustion Turbine; Solar Photovoltaic | 5 | EDG1; EDG2; EDG3; GT1; S1 | 10.8 | 10.6 | 10.6 | NR | Commercial CHP | 15 | COM |  |  |  |  | 0.2 | [6 empty] | 2012
61824 | WECC | RPUWD Scheuer Well Solar Project | 61944 | MN8 Energy LLC | 34.1119 | -117.2733 | 23444 E 6th St | San Bernardino | CA | 92408 | San Bernardino | WECC | CISO | California Independent System Operator | Solar | Solar Photovoltaic | 1 | RPU2 | 3 | 3 | 3 | NR | IPP Non-CHP | 12 | Q |  |  |  |  | 3.8 | Y | [5 empty] | 2018
61825 | WECC | Dignity - Siena Campus | 61944 | MN8 Energy LLC | 36.0043 | -115.1153 | 3001 St. Rose Parkway | Henderson | NV | 89052 | Clark | WECC | NEVP | Nevada Power Company | Solar | Solar Photovoltaic | 1 | PV1 | 1.4 | 1.4 | 1.4 | NR | IPP Non-CHP | 0.48 | Q |  |  |  |  | 1.7 | Y | [5 empty] | 2018
61826 | MISO | O'Fallon Renewable Energy Center | 19436 | Union Electric Co - (MO) | 38.8266 | -90.6781 | 517 T.R. Hughes Blvd. | O'Fallon | MO | 63366 | St Charles | SERC | MISO | Midcontinent Independent Transmission System Operator, Inc.. | Solar | Solar Photovoltaic | 1 | OREC | 4.5 | 4.5 | 4.5 | RE | Electric Utility | 34.5 | I | AMMO.UE |  |  |  | 5.7 | [6 empty] | 2014
61827 | WECC | Dayton Cutoff Solar | 61451 | SP Solar 7, LLC | 45.17 | -123.135 | 9110 SE Amity-Dayton Highway | McMinnville | OR | 97128 | Yamhill | WECC | PGE | Portland General Electric Company | Solar | Solar Photovoltaic | 1 | PGRC3 | 2.2 | 2.2 | 2.2 | NR | IPP Non-CHP | 12.47 | Q |  |  |  |  | 2.9 | [6 empty] | 2017
61828 | WECC | Valley Creek Solar | 61450 | SP Solar 8, LLC | 45.033 | -123.094 | 3355 Valley Creek Road NW | Salem | OR | 97304 | Polk | WECC | PGE | Portland General Electric Company | Solar | Solar Photovoltaic | 1 | PGRC6 | 2.2 | 2.2 | 2.2 | NR | IPP Non-CHP | 12.47 | Q |  |  |  |  | 3.1 | [6 empty] | 2017
61829 | WECC | Silverton Solar | 61449 | Silverton Solar, LLC | 45.014 | -122.807 | 1550 Airport Road NE | Silverton | OR | 97381 | Marion | WECC | PGE | Portland General Electric Company | Solar | Solar Photovoltaic | 1 | PGRC7 | 2.2 | 2.2 | 2.2 | NR | IPP Non-CHP | 12.47 | Q |  |  |  |  | 3.1 | [6 empty] | 2017
61830 | WECC | Sheep Solar | 61448 | Sheep Solar, LLC | 44.826 | -122.949 | 8723 55th Ave SE | Turner | OR | 97392 | Marion | WECC | PGE | Portland General Electric Company | Solar | Solar Photovoltaic | 1 | PGRC8 | 2.2 | 2.2 | 2.2 | NR | IPP Non-CHP | 12.47 | Q |  |  |  |  | 3.1 | [6 empty] | 2017
61831 | WECC | Colton Solar | 61445 | SP Solar 6, LLC | 45.17 | -122.473 | 19120 S Highway 211 | Molalla | OR | 97038 | Clackamas | WECC | PGE | Portland General Electric Company | Solar | Solar Photovoltaic | 1 | PGRC2 | 2.2 | 2.2 | 2.2 | NR | IPP Non-CHP | 12.47 | Q |  |  |  |  | 3.1 | [6 empty] | 2017
61832 | WECC | Interstate Solar | 61447 | SP Solar 1, LLC | 45.129 | -122.899 | 14425 Butteville Road | Gervais | OR | 97026 | Marion | WECC | PGE | Portland General Electric Company | Solar | Solar Photovoltaic | 1 | PGRC5 | 2.2 | 2.2 | 2.2 | NR | IPP Non-CHP | 12.47 | Q |  |  |  |  | 3.2 | [6 empty] | 2017
61834 | WECC | Soboba Community Solar Project | 61453 | Soboba Band of Luiseno Indians | 33.7671 | -116.9059 | 24400 Soboba Road | San Jacinto | CA | 92583 | Riverside | WECC | CISO | California Independent System Operator | Solar | Solar Photovoltaic | 2 | SCSP1; SCSP2 | 2 | 1.7 | 1.6 | RE | Electric Utility | 0.48 | Q |  |  |  |  | 2.6 | N | [5 empty] | 2016
61835 | WECC | Grand Ronde Solar | 61454 | NorWest Energy 14, LLC | 45.054 | -123.61 | 6804 Andy Riggs Road | Grand Ronde | OR | 97347 | Polk | WECC | PGE | Portland General Electric Company | Solar | Solar Photovoltaic | 1 | PGRC4 | 2.2 | 2.2 | 2.2 | NR | IPP Non-CHP | 13 | Q |  |  |  |  | 3.1 | [6 empty] | 2017
61836 | SPP | Minco Wind IV, LLC | 61458 | Minco Wind IV, LLC | 35.381 | -98.2696 | 5175 CS 2560 Rd | Hinton | OK | 73047 | Canadian | MRO | SWPP | Southwest Power Pool | Wind | Onshore Wind Turbine | 1 | MIV | 130 | 130 | 130 | NR | IPP Non-CHP | 345 | Q |  | 52 | GE | 90 | [7 empty] | 2018
61838 | PJM | Cleveland Thermal | 66995 | Corix Cleveland Thermal Generating LP | 41.5094 | -81.6823 | 1921 Hamilton Avenue | Cleveland | OH | 44114 | Cuyahoga | RFC | PJM | PJM Interconnection, LLC | Natural Gas | Natural Gas Steam Turbine | 2 | ST1; ST2 | 1 | 1 | 1 | NR | Commercial CHP | 4.16 | COM | [11 empty] | 2017
61842 | PJM | Sun Farm VI, LLC | 60025 | Greenbacker Renewable Energy Corporation | 36.1144 | -76.5078 | 1515 Ocean Hwy South | Hertford | NC | 27944 | Perquimans | SERC | PJM | PJM Interconnection, LLC | Solar | Solar Photovoltaic | 1 | PV1 | 5 | 4.8 | 4.8 | NR | IPP Non-CHP | 34.5 | Q |  |  |  |  | 6.9 | [6 empty] | 2018
61843 | WECC | SeaWorld Aquatica | 60584 | Onyx Asset Services Group | 32.5865 | -117.0049 | 2052 Entertainment Circle | Chula Vista | CA | 91911 | San Diego | WECC | CISO | California Independent System Operator | Solar | Solar Photovoltaic | 1 | 10276 | 1.1 | 1.1 | 1.1 | NR | IPP Non-CHP | 0.48 | Q |  |  |  |  | 1.3 | [6 empty] | 2018
61844 | WECC | Brush Solar Center | 60496 | Adapture Renewables, Inc. | 44.4653 | -118.2041 | TBD | Unity | OR | 97884 | Baker | WECC | IPCO | Idaho Power Company | Solar | Solar Photovoltaic | 1 | BRUSH | 2.8 | 2.8 | 2.8 | NR | IPP Non-CHP | 12.47 | Q |  |  |  |  | 3.8 | Y | [5 empty] | 2020
61846 | WECC | Tulare BioMAT Fuel Cell | 61467 | Central CA Fuel Cell 2, LLC | 36.1871 | -119.3751 | 1875 South West Street | Tulare | CA | 93274 | Tulare | WECC | CISO | California Independent System Operator | Natural Gas | Other Natural Gas | 1 | MM27 | 2.8 | 2.8 | 2.8 | NR | IPP CHP | 12 | Q | T0304_7_N003 | [10 empty] | 2019
61849 | PJM | Danville | 63249 | Terraform Arcadia | 36.6606 | -79.2991 | 2048 Kentuck Church Road | Danville | VA | 24586 | Pittsylvania | SERC | PJM | PJM Interconnection, LLC | Solar | Solar Photovoltaic | 1 | SO291 | 6 | 6 | 6 | NR | IPP Non-CHP | 0.56 | Q |  |  |  |  | 8 | Y | [5 empty] | 2018
61850 | MISO | Amana Society Service Company | 471 | Amana Society Service Co | 41.7932 | -91.8918 | 3208 K Street | Middle Amana | IA | 52307 | Iowa | MRO | MISO | Midcontinent Independent Transmission System Operator, Inc.. | Petroleum | Petroleum Liquids | 12 | IC1; IC10; IC11; IC12; IC2; IC3; IC4; IC5; IC6; IC7; IC8; IC9 | 21.6 | 21.6 | 21.6 | NR | IPP Non-CHP | 69 | I | AMIL.AMAEAMAN | [10 empty] | 2001
61852 | WECC | Eagle Shadow Mountain Solar Farm | 61477 | 325MK 8me LLC | 36.6298 | -114.684 | 2 Moapa Paiute Solar Rd | Moapa | NV | 89025 | Clark | WECC | NEVP | Nevada Power Company | Solar | Solar Photovoltaic | 1 | ESMSF | 300 | 300 | 300 | NR | IPP Non-CHP | 230 | Q |  |  |  |  | 383 | Y | [5 empty] | 2023
61853 | WECC | Jordanelle Dam Hydroelectric Project | 61476 | Central Utah Water Conservancy District | 40.5966 | -111.4236 | 7000 North Old Hwy 40 | Heber | UT | 84032 | Wasatch | WECC | PACE | PacifiCorp - East | Other | Conventional Hydroelectric | 2 | GEN 1; GEN 2 | 13 | 13 | 13 | RE | Commercial Non-CHP | 12.47 | P | [11 empty] | 2008
61854 | WECC | Baker City Solar | 60496 | Adapture Renewables, Inc. | 44.7024 | -117.7635 | TBD | Baker City | OR | 97814 | Baker | WECC | IPCO | Idaho Power Company | Solar | Solar Photovoltaic | 1 | BAKER | 15 | 15 | 15 | NR | IPP Non-CHP | 69 | Q |  |  |  |  | 19 | Y | [5 empty] | 2020
61855 | WECC | Morgan Solar Center | 60496 | Adapture Renewables, Inc. | 43.9514 | -117.0748 | TBD | Ontario | OR | 97814 | Malheur | WECC | IPCO | Idaho Power Company | Solar | Solar Photovoltaic | 1 | MORGN | 3 | 3 | 3 | NR | IPP Non-CHP | 12.47 | Q |  |  |  |  | 3.7 | Y | [5 empty] | 2020
61856 | WECC | Vale Solar Center | 60496 | Adapture Renewables, Inc. | 44.1579 | -117.4443 | TBD | Ontario | OR | 97814 | Malheur | WECC | IPCO | Idaho Power Company | Solar | Solar Photovoltaic | 1 | VALE | 3 | 3 | 3 | NR | IPP Non-CHP | 12.47 | Q |  |  |  |  | 3.8 | [6 empty] | 2020
61858 | WECC | Stillwater Wind, LLC | 56545 | Pattern Operators LP | 45.8658 | -109.4766 | 2A Eder Road | Reed Point | MT | 59069 | Stillwater | WECC | NWMT | NorthWestern Energy (NWMT) | Wind | Onshore Wind Turbine | 1 | WT | 79.7 | 79.7 | 79.7 | NR | IPP Non-CHP | 161 | Q |  | 31 | Siemens | 80 | [7 empty] | 2018
61860 | WECC | Ontario Solar Center | 60496 | Adapture Renewables, Inc. | 44.1128 | -117.0281 | TBD | Ontario | OR | 97914 | Malheur | WECC | IPCO | Idaho Power Company | Solar | Solar Photovoltaic | 1 | ONTRO | 3 | 3 | 3 | NR | IPP Non-CHP | 12.47 | Q |  |  |  |  | 4 | Y | [5 empty] | 2020
61861 | WECC | AES ES GILBERT | 61482 | AES ES GILBERT, LLC | 33.4468 | -111.9563 | 905 S 54th Street | Chandler | AZ | 85226 | Maricopa | WECC | SRP | Salt River Project | Battery | Batteries | 1 | SRP | 10 | 10 | 10 | NR | IPP Non-CHP | 12.47 | Q | [7 empty] | 40 | 10 | 10 | LIB | 2019
61862 | WECC | Dignity - San Martin | 61944 | MN8 Energy LLC | 36.0572 | -115.2721 | 8280 W. Warm Springs Road | Las Vegas | NV | 89113 | Clark | WECC | NEVP | Nevada Power Company | Solar | Solar Photovoltaic | 1 | PV1 | 1.7 | 1.7 | 1.7 | NR | IPP Non-CHP | 480 | Q |  |  |  |  | 2.1 | [6 empty] | 2018
61864 | PJM | Dix Solar, L.L.C | 60281 | Altus Power America Management, LLC | 39.9774 | -74.6219 | 7419 Juliustown Rd | Browns Mills | NJ | 8015 | Burlington | RFC | PJM | PJM Interconnection, LLC | Solar | Solar Photovoltaic | 1 | DIXSL | 13 | 13 | 13 | NR | IPP Non-CHP | 34.5 | Q |  |  |  |  | 16.5 | [6 empty] | 2017
61866 | SPP | Wildhorse Mountain Wind Facility | 17650 | Southern Power Co | 34.591 | -95.1918 | 167780 North 4355 Road | Clayton | OK | 74536 | Pushmataha | MRO | SWPP | Southwest Power Pool | Wind | Onshore Wind Turbine | 1 | 1 | 100 | 100 | 100 | NR | IPP Non-CHP | 115 | I |  | 29 | Vestas | 344.5 | [7 empty] | 2019
61870 | MISO | Montevideo Solar LLC, CSG | 61487 | Montevideo Solar LLC | 44.8995 | -95.6942 | 4795 345th Ave. | Montevideo | MN | 56265 | Yellow Medicine | MRO | MISO | Midcontinent Independent Transmission System Operator, Inc.. | Solar | Solar Photovoltaic | 1 | MONTE | 5 | 5 | 5 | NR | IPP Non-CHP | 12.5 | Q |  |  |  |  | 7.5 | Y | [5 empty] | 2019
61876 | SPP | Persimmon Creek Wind Farm 1, LLC | 22500 | Evergy Kansas Central, Inc | 36.1743 | -99.3492 | 207002 E County Rd 58 | Vici | OK | 73859 | Woodward | MRO | SWPP | Southwest Power Pool | Wind | Onshore Wind Turbine | 1 | PCWF1 | 198.6 | 198.6 | 198.6 | RE | Electric Utility | 345 | I |  | 80 | GE | 90 | [7 empty] | 2018
61878 | MISO | John A Logan College Solar | 63359 | REA Investments, LLC | 37.7506 | -89.0853 | 700 Logan College Dr | Carterville | IL | 62918 | Williamson | SERC | MISO | Midcontinent Independent Transmission System Operator, Inc.. | Solar | Solar Photovoltaic | 1 | JALC | 1.3 | 1.3 | 1.3 | NR | IPP Non-CHP | 12.47 | Q |  |  |  |  | 1.9 | [6 empty] | 2019
61884 | SPP | Kearney NPPD Solar Project | 60520 | SoCore Energy LLC | 40.7217 | -99.0412 | 3901 Antelope Avenue | Kearney | NE | 68847 | Buffalo | MRO | SWPP | Southwest Power Pool | Solar | Solar Photovoltaic | 1 | PV1 | 5.8 | 5.8 | 5.8 | NR | IPP Non-CHP | 34.5 | Q |  |  |  |  | 7.2 | Y | [5 empty] | 2017
61885 | MISO | Staunton | 61060 | Cypress Creek Renewables | 39.4575 | -87.2082 | 5700 W County Rd 500 N. | Brazil | IN | 47834 | Clay | MRO | MISO | Midcontinent Independent Transmission System Operator, Inc.. | Solar | Solar Photovoltaic | 1 | GEN1 | 4 | 4 | 4 | NR | IPP Non-CHP | 30.4 | Q |  |  |  |  | 6.1 | [6 empty] | 2018
61886 | WECC | Bar D | 61060 | Cypress Creek Renewables | 39.9237 | -108.4627 | 567 County Road 83 | Meeker | CO | 81641 | Rio Blanco | WECC | WACM | Western Area Power Administration - Rocky Mountain Region | Solar | Solar Photovoltaic | 1 | GEN1 | 4 | 4 | 4 | NR | IPP Non-CHP | 24.9 | Q |  |  |  |  | 5.4 | [6 empty] | 2018
61889 | SPP | Sholes Wind Energy Center | 61502 | Sholes Wind Energy Center, LLC | 42.3119 | -97.3647 | 56006 858th Rd | Randolph | NE | 68771 | Wayne | MRO | SWPP | Southwest Power Pool | Wind | Onshore Wind Turbine | 1 | WSN1 | 160 | 160 | 160 | NR | IPP Non-CHP | 345 | Q |  | 71 | GE | 90 | [7 empty] | 2019
61890 | PJM | NRG Chalk Point CT | 61505 | NRG Chalk Point CT | 38.5444 | -76.6861 | P.O 10 | Aquasco | MD | 20608 | Prince Georges | RFC | PJM | PJM Interconnection, LLC | Petroleum | Petroleum Liquids | 1 | SGT1 | 94 | 80.2 | 80.2 | NR | IPP Non-CHP | 69 | Q | 50840 | [10 empty] | 1990
61891 | PJM | Stryker 22, L.L.C. | 61506 | Stryker 22, L.L.C. | 40.6654 | -75.1445 | 75 Edge Road | Alpha | NJ | 8865 | Warren | RFC | PJM | PJM Interconnection, LLC | Battery | Batteries | 1 | EDGRD | 19.8 | 19.8 | 19.8 | NR | IPP Non-CHP | 34.5 | Q | [7 empty] | 19.8 | 19.8 | 19.8 | LIB | 2018
61892 | PJM | Plumsted 537 LLC | 61507 | Plumsted 537 LLC | 40.1094 | -74.4978 | 803 Monmouth Road | Plumsted | NJ | 8514 | Ocean | RFC | PJM | PJM Interconnection, LLC | Battery | Batteries | 1 | PLMST | 19.8 | 19.8 | 19.8 | NR | IPP Non-CHP | 34.5 | Q | COOKSTOW35 | [6 empty] | 19.8 | 19.8 | 19.8 | LIB | 2019
61893 | PJM | BNB Camden Solar | 60025 | Greenbacker Renewable Energy Corporation | 39.939 | -75.108 | 1 Campbell Pl | Camden | NJ | 8103 | Camden | RFC | PJM | PJM Interconnection, LLC | Solar | Solar Photovoltaic | 2 | BNBHQ; BNBSO | 3.7 | 3.5 | 2.2 | NR | IPP Non-CHP | 26.4 | Q |  |  |  |  | 4.4 | [6 empty] | 2017
61894 | WECC | National Raisin | 61510 | National Raisin | 36.6245 | -119.6731 | 626 S. 5th St. | Fowler | CA | 93625 | Fresno | WECC | CISO | California Independent System Operator | Solar | Solar Photovoltaic | 4 | CR1; CR2; CR3; CR4 | 2.9 | 2.5 | 1.4 | NR | Industrial Non-CHP | 0.48 | IND |  |  |  |  | 3.3 | Y | [5 empty] | 2015
61907 | PJM | Springfield Solar Project | 56990 | NJR Clean Energy Ventures Corporation | 40.0321 | -74.6474 | 2469 Saylors Pond Road | Springfield Twp. | NJ | 8562 | Burlington | RFC | PJM | PJM Interconnection, LLC | Solar | Solar Photovoltaic | 1 | NJLND | 7.5 | 7.5 | 7.5 | NR | IPP Non-CHP | 34.5 | Q |  |  |  |  | 9.2 | [6 empty] | 2018
61908 | PJM | Stratford Solar Center, LLC | 61516 | Stratford Solar Center, LLC | 36.6605 | -76.5609 | White Marsh Road | Suffolk | VA | 23434 | Suffolk City | SERC | PJM | PJM Interconnection, LLC | Solar | Solar Photovoltaic | 1 | STRAT | 15 | 15 | 15 | NR | IPP Non-CHP | 34.5 | Q |  |  |  |  | 20 | Y | [5 empty] | 2022
61909 | MISO | Parkview Battery | 4254 | Consumers Energy Co - (MI) | 42.26 | -85.6497 | 3190 S Drake Ave | Kalamazoo | MI | 49009 | Kalamazoo | RFC | MISO | Midcontinent Independent Transmission System Operator, Inc.. | Battery | Batteries | 1 | PKVWB | 1.1 | 1 | 1 | RE | Electric Utility | 24.9 | I | [7 empty] | 1 | 1.1 | 1.1 | LIB | 2018
61911 | MISO | Ivester Wind Farm | 12341 | MidAmerican Energy Co | 42.3333 | -92.9464 | 15087 205th St | Wellsburg | IA | 50680 | Grundy | MRO | MISO | Midcontinent Independent Transmission System Operator, Inc.. | Wind | Onshore Wind Turbine | 1 | WT1 | 90.8 | 90 | 90 | RE | Electric Utility | 161 | I |  | 35 | Siemens | 262.4 | [7 empty] | 2018
61912 | WECC | McGinness Hills 3 | 34691 | Ormat Nevada Inc | 39.5963 | -116.8942 | 1350 Grass Valley Road | Austin | NV | 89310 | Lander | WECC | NEVP | Nevada Power Company | Other | Geothermal | 3 | G1A; OEC31; OEC32 | 98.8 | 74.2 | 98.8 | NR | IPP Non-CHP | 230 | Q | [11 empty] | 2018
61914 | PJM | Susquehanna University Solar | 63249 | Terraform Arcadia | 40.7952 | -76.8825 | 514 University Avenue | Selinsgrove | PA | 17870 | Snyder | RFC | PJM | PJM Interconnection, LLC | Solar | Solar Photovoltaic | 1 | SO829 | 3 | 3 | 3 | NR | IPP Non-CHP | 12.47 | Q |  |  |  |  | 3.9 | Y | [5 empty] | 2018
61915 | PJM | Bowie State Solar | 63249 | Terraform Arcadia | 39.0191 | -76.7595 | 14000 Jericho Park Rd. | Bowie | MD | 20715 | Prince Georges | RFC | PJM | PJM Interconnection, LLC | Solar | Solar Photovoltaic | 1 | SO285 | 1.3 | 1.3 | 1.3 | NR | IPP Non-CHP | 13.2 | Q |  |  |  |  | 1.6 | N | [5 empty] | 2018
61916 | MISO | Pegasus Wind | 61521 | Pegasus Wind, LLC | 43.452 | -83.5072 | 4941 North Gera Road | Reese | MI | 48757 | Tuscola | RFC | MISO | Midcontinent Independent Transmission System Operator, Inc.. | Wind | Onshore Wind Turbine | 2 | PWEC; PWEC2 | 178 | 178 | 178 | NR | IPP Non-CHP | 345 | Q |  | 52 | GE | 470 | [7 empty] | 2019
61919 | MISO | Frontenac Holdco LLC, CSG | 61518 | Frontenac Holdco LLC | 44.5017 | -92.3587 | 30775 Territorial Road | Frontenac | MN | 55026 | Goodhue | MRO | MISO | Midcontinent Independent Transmission System Operator, Inc.. | Solar | Solar Photovoltaic | 1 | FRONT | 5 | 5 | 5 | NR | IPP Non-CHP | 12.5 | Q |  |  |  |  | 7.2 | [6 empty] | 2019
61923 | PJM | ACUA | 61522 | Viridity Energy Solutions, Inc. | 39.382 | -74.4451 | 1801 Absecon Boulevard | Atlantic City | NJ | 8401 | Atlantic | RFC | PJM | PJM Interconnection, LLC | Battery | Batteries | 1 | VACUA | 1 | 1 | 1 | NR | IPP Non-CHP | 13.2 | Q | [7 empty] | 1 | 1 | 1 | LIB | 2018
61925 | WECC | Casa Mesa Wind Energy Center Hybrid | 61531 | Casa Mesa Wind, LLC | 34.605 | -103.9661 | 1561 State Highway 252 | House | NM | 88121 | Quay | WECC | PNM | Public Service Company of New Mexico | Mixed | Onshore Wind Turbine; Batteries | 2 | CMNM; CMNMB | 51.9 | 51.9 | 51.9 | NR | IPP Non-CHP | 345 | Q |  | 21 | GE | 265 |  |  |  | 1 | 1 | 1 | LIB | 2018
61926 | SPP | Armadillo Flats Wind Project, LLC | 61530 | Armadillo Flats Wind Project, LLC | 36.301 | -97.567 | 13113 East Phillips Ave | Enid | OK | 73701 | Garfield | MRO | SWPP | Southwest Power Pool | Wind | Onshore Wind Turbine | 1 | ARM | 247.3 | 247.3 | 247.3 | NR | IPP Non-CHP | 345 | Q |  | 126 | GE | 90 | [7 empty] | 2018
61930 | WECC | Techren Solar II LLC | 61533 | Techren Solar II LLC | 35.8673 | -114.9564 | 15103 Highway US 95 South | Boulder | NV | 89005 | Clark | WECC | NEVP | Nevada Power Company | Solar | Solar Photovoltaic | 1 | TECH2 | 200 | 200 | 200 | NR | IPP Non-CHP | 230 | Q | NSO_2_N008 |  |  |  | 251 | Y | [5 empty] | 2019
61931 | WECC | Techren Solar III LLC | 61534 | Techren Solar III LLC | 35.8441 | -114.9713 | 15103 Highway US 95 South | Boulder | NV | 89005 | Clark | WECC | NEVP | Nevada Power Company | Solar | Solar Photovoltaic | 1 | TECH3 | 25 | 25 | 25 | NR | IPP Non-CHP | 230 | Q | NSO_2_N008 |  |  |  | 33 | Y | [5 empty] | 2020
61932 | WECC | Techren Solar IV LLC | 61535 | Techren Solar IV LLC | 35.8927 | -114.9365 | 15103 Highway US 95 South | Boulder | NV | 89005 | Clark | WECC | NEVP | Nevada Power Company | Solar | Solar Photovoltaic | 1 | TECH4 | 25 | 25 | 25 | NR | IPP Non-CHP | 230 | Q | NSO_2_N008 |  |  |  | 33 | Y | [5 empty] | 2020
61933 | WECC | Adams Nielson Solar | 64778 | Strata Manager, LLC | 46.9553 | -118.6212 | 475 North Nielson Road | Lind | WA | 99341 | Adams | WECC | AVA | Avista Corporation | Solar | Solar Photovoltaic | 1 | ADAMS | 19.2 | 19.2 | 19.2 | NR | IPP Non-CHP | 0.48 | Q |  |  |  |  | 28 | [6 empty] | 2018
61934 | PJM | WHA Southbridge Solar Park CSG | 61538 | Ecogy Delaware II LLC. | 39.7236 | -75.546 | 900 South Claymont St | Wilmington | DE | 19801 | New Castle | RFC | PJM | PJM Interconnection, LLC | Solar | Solar Photovoltaic | 1 | 2 | 1.4 | 1.4 | 1.4 | NR | IPP Non-CHP | 0.48 | Q |  |  |  |  | 1.7 | [6 empty] | 2018
61954 | MISO | Delta Solar Power I | 61406 | Delta Solar Power I, LLC | 42.7 | -84.701 | 9250 Sundance Highway | Grand Ledge | MI | 48837 | Eaton | RFC | MISO | Midcontinent Independent Transmission System Operator, Inc.. | Solar | Solar Photovoltaic | 1 | DSPI | 8.1 | 7.7 | 7.3 | NR | IPP Non-CHP | 13.8 | Q |  |  |  |  | 9.9 | Y | [5 empty] | 2018
61955 | MISO | Delta Solar Power II | 61407 | Delta Solar Power II, LLC | 42.707 | -84.7 | 9578 Nixon Road | Grand Ledge | MI | 48837 | Eaton | RFC | MISO | Midcontinent Independent Transmission System Operator, Inc.. | Solar | Solar Photovoltaic | 1 | DSPII | 15.9 | 15.2 | 14.4 | NR | IPP Non-CHP | 13.8 | Q |  |  |  |  | 19.4 | Y | [5 empty] | 2018
61957 | SPP | Pratt Wind, LLC | 61537 | Pratt Wind, LLC | 37.55 | -98.8 | 30512 SW 60th Street | Andover | KS | 67124 | Pratt | MRO | SWPP | Southwest Power Pool | Wind | Onshore Wind Turbine | 1 | PW | 243.5 | 243.5 | 243.5 | NR | IPP Non-CHP | 345 | Q |  | 88 | Siemens | 262 | [7 empty] | 2018
61965 | PJM | Quakertown Solar Farm, LLC | 56990 | NJR Clean Energy Ventures Corporation | 40.5228 | -74.9442 | 967 Croton Road | Franklin Twp. / Pitts | NJ | 8867 | Hunterdon | RFC | PJM | PJM Interconnection, LLC | Solar | Solar Photovoltaic | 1 | QKRTN | 8.8 | 8.8 | 8.8 | NR | IPP Non-CHP | 34.5 | Q |  |  |  |  | 10 | [6 empty] | 2018
61968 | MISO | Chisago Holdco LLC, CSG | 61568 | Chisago Holdco LLC | 45.3868 | -92.8012 | 15011 Per Rd | Center City | MN | 55012 | Chisago | MRO | MISO | Midcontinent Independent Transmission System Operator, Inc.. | Solar | Solar Photovoltaic | 1 | CHIS | 3 | 3 | 3 | NR | IPP Non-CHP | 12.5 | Q |  |  |  |  | 3.9 | [6 empty] | 2019
61971 | MISO | Corcoran CSG | 60281 | Altus Power America Management, LLC | 45.0958 | -93.645 | 23850 County Road 50 North | Corcoran | MN | 55357 | Hennepin | MRO | MISO | Midcontinent Independent Transmission System Operator, Inc.. | Solar | Solar Photovoltaic | 5 | 201; 202; 203; 204; 205 | 5 | 5 | 5 | NR | IPP Non-CHP | 13.8 | Q |  |  |  |  | 7 | [6 empty] | 2019
61977 | MISO | Cornillie | 63249 | Terraform Arcadia | 45.4601 | -92.8961 | 35342 Kost Trail | North Branch | MN | 55056 | Chisago | MRO | MISO | Midcontinent Independent Transmission System Operator, Inc.. | Solar | Solar Photovoltaic | 1 | SO334 | 1 | 1 | 1 | NR | IPP Non-CHP | 13.8 | Q |  |  |  |  | 1.4 | [6 empty] | 2018
61979 | MISO | Syncarpha Prinsburg CSG (Ledeboer) | 61573 | Prinsburg CSG I, LLC | 44.9318 | -95.1884 | 1 6th Street | Prinsburg | MN | 56281 | Kandiyohi | MRO | MISO | Midcontinent Independent Transmission System Operator, Inc.. | Solar | Solar Photovoltaic | 1 | SYPRN | 1 | 1 | 1 | NR | IPP Non-CHP | 13.8 | Q |  |  |  |  | 1.4 | [6 empty] | 2018
61980 | MISO | Syncarpha Clara City CSG I (Stamer) | 61571 | Clara City CSG I, LLC | 44.9555 | -95.3571 | 12001 50th St SE | Clara City | MN | 56222 | Chippewa | MRO | MISO | Midcontinent Independent Transmission System Operator, Inc.. | Solar | Solar Photovoltaic | 1 | SCSG1 | 1 | 1 | 1 | NR | IPP Non-CHP | 13.8 | Q |  |  |  |  | 1.4 | [6 empty] | 2018
61983 | MISO | Cottage Grove Project CSG | 61187 | DG Minnesota CSG, LLC | 44.7907 | -92.8727 | 10990 Manning Ave. S. | Cottage Grove | MN | 55033 | Washington | MRO | MISO | Midcontinent Independent Transmission System Operator, Inc.. | Solar | Solar Photovoltaic | 1 | COTG | 4.9 | 4.9 | 4.9 | NR | IPP Non-CHP | 12.5 | Q |  |  |  |  | 6.4 | [6 empty] | 2018
61984 | SPP | Solomon Forks Wind Project, LLC | 56201 | Engie North America | 39.306 | -101.0744 | 2204 Co. Rd. N | Colby | KS | 67701 | Thomas | MRO | SWPP | Southwest Power Pool | Wind | Onshore Wind Turbine | 1 | WTGS | 275.6 | 275.6 | 275.6 | NR | IPP Non-CHP | 345 | Q |  | 105 | Siemens | 279 | [7 empty] | 2019
61985 | PJM | Colonial Trail West | 5248 | Dominion Energy Inc. | 37.1389 | -76.9022 | 3596 Colonial Trail West | Spring Grove | VA | 23881 | Surry | RFC | PJM | PJM Interconnection, LLC | Solar | Solar Photovoltaic | 1 | CTWS | 142.4 | 142.4 | 142.4 | RE | Electric Utility | 230 | I |  |  |  |  | 210.9 | Y | [5 empty] | 2019
61986 | PJM | Spring Grove I | 5248 | Dominion Energy Inc. | 37.1739 | -76.9192 | 4150 Beaverdam Road | Spring Grove | VA | 23881 | Surry | RFC | PJM | PJM Interconnection, LLC | Solar | Solar Photovoltaic | 1 | SGIS | 97.9 | 97.9 | 97.9 | RE | Electric Utility | 230 | I |  |  |  |  | 135.5 | Y | [5 empty] | 2020
61989 | WECC | Pacific Ethanol Madera Solar Array | 64702 | Seaboard Energy California, LLC | 36.9161 | -119.9714 | 31470 Avenue 12 | Madera | CA | 93638 | Madera | WECC | CISO | California Independent System Operator | Solar | Solar Photovoltaic | 1 | PV | 4.3 | 3.9 | 2.4 | NR | IPP Non-CHP | 12.47 | IND |  |  |  |  | 5 | Y | [5 empty] | 2018
61990 | MISO | TAC-Distributed Energy Resource Hybrid | 61576 | Ameren Illinois | 40.0898 | -88.2436 | 2001C Griffith Drive | Champaign | IL | 61820 | Champaign | SERC | MISO | Midcontinent Independent Transmission System Operator, Inc.. | Mixed | Batteries; Natural Gas Internal Combustion Engine; Solar Photovoltaic; Onshore Wind Turbine | 4 | BA; NG; SOLAR; WIND | 1.5 | 1.5 | 1.5 | RE | Electric Utility | 12.47 | I | AMIL.AEM.IL | 1 | Northern Power | 105 | 0.2 |  |  | 0.5 | 0.3 | 0.3 | LIB | 2017
61991 | WECC | Pioneer Solar (CO), LLC | 63810 | Pioneer Solar (CO), LLC | 39.7616 | -104.459 | TBD | Bennett | CO | 80102 | Adams | WECC | PSCO | Public Service Company of Colorado | Solar | Solar Photovoltaic | 1 | PI-QF | 80 | 80 | 80 | NR | IPP Non-CHP | 115 | Q |  |  |  |  | 99.9 | Y | [5 empty] | 2021
61993 | WECC | Gavilan Community College Solar Project | 61872 | Gavilan District College Solar Project | 37.0038 | -121.5936 | 5055 Santa Teresa Blvd | Gilroy | CA | 95020 | Santa Clara | WECC | CISO | California Independent System Operator | Mixed | Batteries; Solar Photovoltaic | 2 | GDCBA; GDCPV | 1.9 | 1.7 | 0.9 | NR | Commercial Non-CHP | 4.16 | COM |  |  |  |  | 1.4 |  |  | 0.5 | 0.2 | 0.3 | LIB | 2018
61995 | WECC | UC Merced Solar Hybrid | 61944 | MN8 Energy LLC | 37.3657 | -120.4322 | 5200 Lake Rd | Merced | CA | 92350 | Merced | WECC | CISO | California Independent System Operator | Mixed | Batteries; Solar Photovoltaic | 2 | UCMBA; UCMPV | 5 | 4.8 | 2.3 | NR | IPP Non-CHP | 15 | Q |  |  |  |  | 5.4 |  |  | 0.9 | 0.5 | 0.5 | LIB | 2018
61997 | MISO | USS Big Lake 1 Solar CSG | 65173 | United States Solar Corporation | 45.3171 | -93.7649 | 19048 196th St. | Big Lake | MN | 55309 | Sherburne | MRO | MISO | Midcontinent Independent Transmission System Operator, Inc.. | Solar | Solar Photovoltaic | 1 | USSBL | 1 | 1 | 1 | NR | IPP Non-CHP | 34.5 | Q |  |  |  |  | 1.4 | Y | [5 empty] | 2018
61998 | MISO | USS Good Solar CSG | 65173 | United States Solar Corporation | 45.4362 | -92.9407 | 8152 Lent Trail | Stacy | MN | 55079 | Chisago | MRO | MISO | Midcontinent Independent Transmission System Operator, Inc.. | Solar | Solar Photovoltaic | 1 | USSGO | 1 | 1 | 1 | NR | IPP Non-CHP | 34.5 | Q |  |  |  |  | 1.4 | Y | [5 empty] | 2018
61999 | MISO | USS Kasch Solar CSG | 65173 | United States Solar Corporation | 45.6234 | -94.0593 | 5031 Golden Spike Rd NE | Sauk Rapids | MN | 56379 | Benton | MRO | MISO | Midcontinent Independent Transmission System Operator, Inc.. | Solar | Solar Photovoltaic | 1 | USSKA | 1 | 1 | 1 | NR | IPP Non-CHP | 34.5 | Q |  |  |  |  | 1.4 | Y | [5 empty] | 2018
62000 | MISO | USS Rockpoint Solar CSG | 65173 | United States Solar Corporation | 45.4396 | -92.9221 | 9018 Lent Trail | Stacy | MN | 55079 | Chisago | MRO | MISO | Midcontinent Independent Transmission System Operator, Inc.. | Solar | Solar Photovoltaic | 1 | USSRP | 1 | 1 | 1 | NR | IPP Non-CHP | 34.5 | Q |  |  |  |  | 1.4 | Y | [5 empty] | 2018
62004 | WECC | San Pablo Raceway | 61012 | AES Distributed Energy | 34.7237 | -118.2803 | TBD | Lancaster | CA | 93535 | Los Angeles | WECC | CISO | California Independent System Operator | Solar | Solar Photovoltaic | 1 | SPRWY | 100 | 100 | 100 | NR | IPP Non-CHP | 220 | Q |  |  |  |  | 132 | Y | [5 empty] | 2019
62010 | MISO | Gibbon Solar | 62719 | Green Street Power Partners | 44.5209 | -94.5244 | 29623 627th Ave | Gibbon | MN | 55335 | Sibley | MRO | MISO | Midcontinent Independent Transmission System Operator, Inc.. | Solar | Solar Photovoltaic | 1 | PGRK1 | 3.3 | 3.3 | 3.3 | NR | IPP Non-CHP | 12.47 | COM |  |  |  |  | 4.5 | [6 empty] | 2019
62011 | PJM | Richmond Spider Solar | 61012 | AES Distributed Energy | 38.2471 | -77.7862 | TBD | Spotsylvania | VA | 22551 | Spotsylvania | SERC | PJM | PJM Interconnection, LLC | Solar | Solar Photovoltaic | 1 | RMDSS | 20 | 20 | 20 | NR | IPP Non-CHP | 500 | Q |  |  |  |  | 24.2 | Y | [5 empty] | 2020
62012 | PJM | Pleinmont Solar 1 | 61012 | AES Distributed Energy | 38.2471 | -77.7862 | TBD | Spotsylvania | VA | 22551 | Spotsylvania | SERC | PJM | PJM Interconnection, LLC | Solar | Solar Photovoltaic | 1 | PLNM1 | 75 | 75 | 75 | NR | IPP Non-CHP | 500 | Q |  |  |  |  | 99.6 | Y | [5 empty] | 2020
62013 | PJM | Pleinmont Solar 2 | 61012 | AES Distributed Energy | 38.2471 | -77.7862 | TBD | Spotsylvania | VA | 22551 | Spotsylvania | SERC | PJM | PJM Interconnection, LLC | Solar | Solar Photovoltaic | 1 | PLNM2 | 240 | 240 | 240 | NR | IPP Non-CHP | 500 | Q |  |  |  |  | 294 | Y | [5 empty] | 2021
62014 | PJM | Highlander Solar Energy Station 1 | 61012 | AES Distributed Energy | 38.2471 | -77.7862 | TBD | Spotsylvania | VA | 22551 | Spotsylvania | SERC | PJM | PJM Interconnection, LLC | Solar | Solar Photovoltaic | 1 | HLND1 | 165 | 165 | 165 | NR | IPP Non-CHP | 500 | Q |  |  |  |  | 200.1 | Y | [5 empty] | 2020
62015 | WECC | Mustang Two | 61589 | RE Mustang Two LLC | 36.2168 | -119.8964 | 17189 Avenal Cutoff Road | Lemoore | CA | 93245 | Kings | WECC | CISO | California Independent System Operator | Solar | Solar Photovoltaic | 2 | M2BAR; M2WHI | 150 | 150 | 150 | NR | IPP Non-CHP | 230 | Q |  |  |  |  | 211 | Y | [5 empty] | 2020
62016 | WECC | UC Riverside Lots 30 & 32 | 61944 | MN8 Energy LLC | 33.9704 | -117.331 | 4015 Canyon Crest Dr. | Riverside | CA | 92507 | Riverside | WECC | CISO | California Independent System Operator | Solar | Solar Photovoltaic | 1 | UCRIV | 4 | 3.5 | 2 | NR | IPP Non-CHP | 12.47 | Q |  |  |  |  | 4.3 | [6 empty] | 2017
62020 | WECC | Stanford Campus Solar | 61944 | MN8 Energy LLC | 37.4343 | -122.1608 | 360 Oak Road | Stanford | CA | 94305 | Santa Clara | WECC | CISO | California Independent System Operator | Solar | Solar Photovoltaic | 1 | STANF | 3.4 | 3.3 | 1.6 | NR | IPP Non-CHP | 0.48 | Q |  |  |  |  | 4.5 | [6 empty] | 2017
62027 | PJM | Caldwell Wastewater Treatment Plant Hybr | 61597 | Caldwell Wastewater Treatment Plant | 40.8386 | -74.3125 | 19 Pine Tree Place | West Caldwell | NJ | 7006 | Essex | RFC | PJM | PJM Interconnection, LLC | Mixed | Batteries; Solar Photovoltaic | 2 | BAT1; PV1 | 1.7 | 1.2 | 1.2 | RE | Electric Utility | 13 | I | 1379266897; 1356162212 |  |  |  | 0.9 |  |  | 2 | 0.5 | 0.5 | OTH | 2016
62028 | WECC | CSU Long Beach Lots 7 & 14 | 61944 | MN8 Energy LLC | 33.781 | -118.1136 | 1250 Bellflower Blvd | Long Beach | CA | 90840 | Los Angeles | WECC | CISO | California Independent System Operator | Solar | Solar Photovoltaic | 1 | CSULB | 4.5 | 3.3 | 1.8 | NR | IPP Non-CHP | 12 | Q |  |  |  |  | 4.8 | [6 empty] | 2017
62030 | MISO | Nautilus Lindstrom Solar (CSG) | 61227 | Nautilus Solar Solutions | 45.3361 | -92.814 | 26750 Olinda Trail | Lindstrom | MN | 55045 | Chisago | MRO | MISO | Midcontinent Independent Transmission System Operator, Inc.. | Solar | Solar Photovoltaic | 1 | LI | 2 | 2 | 2 | NR | IPP Non-CHP | 12.5 | Q |  |  |  |  | 2.8 | [6 empty] | 2019
62031 | MISO | Nautilus Saint Cloud Solar (CSG) | 61227 | Nautilus Solar Solutions | 45.4956 | -94.1189 | 4958 Co Rd 8 SE | Saint Cloud | MN | 56304 | Sherburne | MRO | MISO | Midcontinent Independent Transmission System Operator, Inc.. | Solar | Solar Photovoltaic | 1 | SC | 5 | 5 | 5 | NR | IPP Non-CHP | 12.5 | Q |  |  |  |  | 6.8 | [6 empty] | 2019
62032 | MISO | Nautilus Winsted Solar (CSG) | 61227 | Nautilus Solar Solutions | 44.9489 | -94.0857 | 4433 230th Street | Winsted | MN | 55395 | McLeod | MRO | MISO | Midcontinent Independent Transmission System Operator, Inc.. | Solar | Solar Photovoltaic | 1 | WS | 3 | 3 | 3 | NR | IPP Non-CHP | 12.5 | Q |  |  |  |  | 4.2 | [6 empty] | 2019
62035 | MISO | Glaciers Edge Wind Project | 57170 | EDF Renewable Asset Holdings, Inc. | 42.862 | -95.772 | 808 450th St. | Cleghorn | IA | 51035 | Cherokee | MRO | MISO | Midcontinent Independent Transmission System Operator, Inc.. | Wind | Onshore Wind Turbine | 1 | GEW | 211.7 | 200 | 200 | NR | IPP Non-CHP | 345 | Q |  | 82 | GE | 292 | [7 empty] | 2019
62036 | MISO | Sartell Holdco CSG | 61613 | Sartell Holdco LLC | 45.3644 | -94.1233 | 1221 1st street, NE | Sartell | MN | 56377 | Stearns | MRO | MISO | Midcontinent Independent Transmission System Operator, Inc.. | Solar | Solar Photovoltaic | 1 | SARTE | 5 | 5 | 5 | NR | IPP Non-CHP | 34.5 | Q |  |  |  |  | 7.5 | [6 empty] | 2019
62037 | MISO | Rollingstone Holdco CSG | 61614 | Rollingstone Holdco LLC | 44.1144 | -91.7912 | 4445 Minnesota 248 | Rollingstone | MN | 55972 | Winona | MRO | MISO | Midcontinent Independent Transmission System Operator, Inc.. | Solar | Solar Photovoltaic | 1 | ROLLI | 4.8 | 4.8 | 4.8 | NR | IPP Non-CHP | 12.5 | Q |  |  |  |  | 7 | [6 empty] | 2019
62039 | WECC | Santa Rosa Junior College Petaluma Solar | 61987 | Sonoma County Junior College District | 38.4691 | -122.7219 | 680 Sonoma Mountain Parkway | Petaluma | CA | 94954 | Sonoma | WECC | CISO | California Independent System Operator | Solar | Solar Photovoltaic | 1 | SRJCP | 1.2 | 1.1 | 0.6 | NR | IPP Non-CHP | 0.48 | S |  |  |  |  | 1.3 | [6 empty] | 2018
62040 | MISO | Becker Solar CSG | 60970 | SunShare Management | 45.1755 | -93.6839 | 15th Street N.E. | St. Michael | MN | 55376 | Wright | MRO | MISO | Midcontinent Independent Transmission System Operator, Inc.. | Solar | Solar Photovoltaic | 1 | BCKR1 | 1 | 1 | 1 | NR | IPP Non-CHP | 35 | Q |  |  |  |  | 1.4 | [6 empty] | 2019
62041 | PJM | Cuyahoga County Landfill | 62915 | Madison Energy Holdings LLC | 41.4431 | -81.7515 | 9400 Memphis Avenue | Brooklyn | OH | 44144 | Cuyahoga | RFC | PJM | PJM Interconnection, LLC | Solar | Solar Photovoltaic | 1 | CCBO1 | 3.7 | 3.7 | 2.9 | NR | IPP Non-CHP | 13.8 | Q |  |  |  |  | 4 | [6 empty] | 2018
62042 | MISO | USS Solar Rapids CSG | 65173 | United States Solar Corporation | 45.591 | -94.1386 | 1665 13th Ave NE | Sauk Rapids | MN | 56379 | Benton | MRO | MISO | Midcontinent Independent Transmission System Operator, Inc.. | Solar | Solar Photovoltaic | 1 | USSSR | 1 | 1 | 1 | NR | IPP Non-CHP | 34.5 | Q |  |  |  |  | 1.4 | Y | [5 empty] | 2019
62043 | PJM | First Baptist Church of Glenarden | 62915 | Madison Energy Holdings LLC | 38.82 | -76.87 | 700 Watkins Park Drive | Upper Marlboro | MD | 20774 | Prince Georges | RFC | PJM | PJM Interconnection, LLC | Solar | Solar Photovoltaic | 1 | FBCG1 | 1.5 | 1.6 | 1.5 | NR | IPP Non-CHP | 13.2 | Q |  |  |  |  | 2.1 | [6 empty] | 2018
62044 | MISO | USS Solar Dawn CSG | 65173 | United States Solar Corporation | 45.4918 | -92.8417 | 13022 375th St | North Branch | MN | 55056 | Chisago | MRO | MISO | Midcontinent Independent Transmission System Operator, Inc.. | Solar | Solar Photovoltaic | 1 | USSSD | 1 | 1 | 1 | NR | IPP Non-CHP | 34.5 | Q |  |  |  |  | 1.4 | Y | [5 empty] | 2018
62045 | MISO | USS Norelius Solar CSG | 65173 | United States Solar Corporation | 45.4736 | -92.8866 | 36222 Kost Trail | North Branch | MN | 55056 | Chisago | MRO | MISO | Midcontinent Independent Transmission System Operator, Inc.. | Solar | Solar Photovoltaic | 1 | USSNO | 1 | 1 | 1 | NR | IPP Non-CHP | 34.5 | Q |  |  |  |  | 1.4 | Y | [5 empty] | 2019
62046 | MISO | USS Nillie Corn Solar CSG | 65173 | United States Solar Corporation | 45.4567 | -92.8976 | 35250 Kost Trail | North Branch | MN | 55056 | Chisago | MRO | MISO | Midcontinent Independent Transmission System Operator, Inc.. | Solar | Solar Photovoltaic | 1 | USSNC | 1 | 1 | 1 | NR | IPP Non-CHP | 34.5 | Q |  |  |  |  | 1.4 | Y | [5 empty] | 2018
62047 | MISO | USS JJ Solar CSG | 65173 | United States Solar Corporation | 45.6361 | -94.0504 | 5551 Golden Spike Road NE | Sauk Rapids | MN | 56379 | Benton | MRO | MISO | Midcontinent Independent Transmission System Operator, Inc.. | Solar | Solar Photovoltaic | 1 | USSJJ | 1 | 1 | 1 | NR | IPP Non-CHP | 34.5 | Q |  |  |  |  | 1.4 | Y | [5 empty] | 2019
62048 | MISO | USS Dubhe Solar CSG | 65173 | United States Solar Corporation | 45.4926 | -92.9045 | 9970 375th St | North Branch | MN | 55056 | Chisago | MRO | MISO | Midcontinent Independent Transmission System Operator, Inc.. | Solar | Solar Photovoltaic | 1 | USSDB | 1 | 1 | 1 | NR | IPP Non-CHP | 34.5 | Q |  |  |  |  | 1.4 | Y | [5 empty] | 2018
62049 | MISO | USS Brockway Solar CSG | 65173 | United States Solar Corporation | 45.6823 | -94.2113 | 38545 Country Road 1 | Sartell | MN | 56377 | Stearns | MRO | MISO | Midcontinent Independent Transmission System Operator, Inc.. | Solar | Solar Photovoltaic | 1 | USSBR | 1 | 1 | 1 | NR | IPP Non-CHP | 34.5 | Q |  |  |  |  | 1.4 | Y | [5 empty] | 2019
62052 | WECC | Citizens Imperial Solar | 58871 | Citizens Enterprises Corporation | 33.1917 | -115.4338 | 1102 E Simpson Rd | Calipatria | CA | 92233 | Imperial | WECC | IID | Imperial Irrigation District | Solar | Solar Photovoltaic | 1 | CIS1 | 30 | 30 | 30 | NR | IPP Non-CHP | 230 | Q |  |  |  |  | 39 | Y | [5 empty] | 2019
62053 | MISO | Syncarpha Dodge 1 CSG | 61616 | Solar Provider Group MN I LLC | 44.045 | -92.8807 | 17761 620th | Dodge Center | MN | 55927 | Dodge | MRO | MISO | Midcontinent Independent Transmission System Operator, Inc.. | Solar | Solar Photovoltaic | 1 | SPGD1 | 1 | 1 | 1 | NR | IPP Non-CHP | 12.47 | Q |  |  |  |  | 1.3 | Y | [5 empty] | 2019
62054 | PJM | Alpha Value Solar | 61617 | Alpha Value Solar, LLC | 36.1574 | -76.4896 | 746 Ocean Hwy South | Hertford | NC | 27944 | Perquimans | SERC | PJM | PJM Interconnection, LLC | Solar | Solar Photovoltaic | 1 | AVS01 | 5 | 5 | 5 | NR | IPP Non-CHP | 34.5 | Q |  |  |  |  | 6.9 | Y | [5 empty] | 2019
62056 | WECC | Lancaster | 65305 | Clean Focus Yield, LLC | 34.7434 | -117.9722 | 8780 East Avenue F | Lancaster | CA | 93535 | Los Angeles | WECC | CISO | California Independent System Operator | Solar | Solar Photovoltaic | 1 | LANC | 3 | 3 | 3 | NR | IPP Non-CHP | 480 | Q |  |  |  |  | 4 | Y | [5 empty] | 2018
62060 | MISO | Hampton MN GRE | 60520 | SoCore Energy LLC | 44.5488 | -93.0205 | 27555 Donnelly Ave | Hampton Township | MN | 55065 | Dakota | MRO | MISO | Midcontinent Independent Transmission System Operator, Inc.. | Solar | Solar Photovoltaic | 1 | PV1 | 2 | 2 | 2 | NR | IPP Non-CHP | 12.5 | Q |  |  |  |  | 2.5 | Y | [5 empty] | 2018
62061 | MISO | Anoka County MN CONX | 60520 | SoCore Energy LLC | 45.2347 | -93.483 | 1436 Llama St. | Ramsey | MN | 55303 | Anoka | MRO | MISO | Midcontinent Independent Transmission System Operator, Inc.. | Solar | Solar Photovoltaic | 1 | PV1 | 3.4 | 3.4 | 3.4 | NR | IPP Non-CHP | 12.47 | Q |  |  |  |  | 4.6 | [6 empty] | 2018
62062 | MISO | Athens MN CONX | 60520 | SoCore Energy LLC | 45.459 | -93.2657 | 27088 University Ave NW | Athens | MN | 55040 | Isanti | MRO | MISO | Midcontinent Independent Transmission System Operator, Inc.. | Solar | Solar Photovoltaic | 1 | PV1 | 6.6 | 6.6 | 6.6 | NR | IPP Non-CHP | 12.47 | Q |  |  |  |  | 8.8 | [6 empty] | 2018
62067 | WECC | Urtica Solar Project | 60025 | Greenbacker Renewable Energy Corporation | 47.1075 | -120.6897 | 751 Manastash Road | Ellensburg | WA | 98926 | Kittitas | WECC | PSEI | Puget Sound Energy | Solar | Solar Photovoltaic | 1 | URTIC | 5 | 5 | 5 | NR | IPP Non-CHP | 12 | Q |  |  |  |  | 6.7 | Y | [5 empty] | 2022
62069 | WECC | Penstemon Solar Project | 60025 | Greenbacker Renewable Energy Corporation | 46.9593 | -120.5091 | 3960 Tjossem Road | Ellensburg | WA | 98926 | Kittitas | WECC | PSEI | Puget Sound Energy | Solar | Solar Photovoltaic | 1 | PENST | 5 | 5 | 5 | NR | IPP Non-CHP | 12 | Q |  |  |  |  | 6.7 | Y | [5 empty] | 2022
62071 | WECC | Camas Solar Project | 60025 | Greenbacker Renewable Energy Corporation | 46.9593 | -120.5091 | 4561 No 6 Road | Ellensburg | WA | 98926 | Kittitas | WECC | PSEI | Puget Sound Energy | Solar | Solar Photovoltaic | 1 | CAMAS | 5 | 5 | 5 | NR | IPP Non-CHP | 12 | Q |  |  |  |  | 6.7 | Y | [5 empty] | 2022
62074 | PJM | Bd of Educ of Queen Anne's Cnty, Cnty HS | 57313 | Tesla Inc. | 39.036 | -76.0543 | 125 Ruthsburg Road | Centreville | MD | 21617 | Queen Annes | RFC | PJM | PJM Interconnection, LLC | Solar | Solar Photovoltaic | 1 | PV1 | 1.7 | 1.7 | 1.7 | NR | IPP Non-CHP | 0.48 | Q |  |  |  |  | 2.2 | Y | [5 empty] | 2019
62075 | WECC | Pima Community College | 57313 | Tesla Inc. | 32.1665 | -110.8167 | 8181 E Irvington Road | Tucson | AZ | 85709 | Pima | WECC | TEPC | Tucson Electric Power Company | Solar | Solar Photovoltaic | 1 | PV1 | 1.1 | 1.1 | 1.1 | NR | IPP Non-CHP | 36.6 | Q |  |  |  |  | 1.4 | [6 empty] | 2019
62077 | WECC | Blue Shld Of Cal- El Dorado Hlls Mtr B | 57313 | Tesla Inc. | 38.6506 | -121.0741 | 4203 Town Center Blvd | El Dorado Hills | CA | 95762 | El Dorado | WECC | BANC | Balancing Authority of Northern California | Solar | Solar Photovoltaic | 1 | PV1 | 1.5 | 2.1 | 2.1 | NR | IPP Non-CHP | 36.6 | Q |  |  |  |  | 2.6 | Y | [5 empty] | 2019
62079 | MISO | Whispering Willow North | 9417 | Interstate Power and Light Co | 42.775 | -93.4181 | 506 170th St | Latimer | IA | 50452 | Franklin | MRO | MISO | Midcontinent Independent Transmission System Operator, Inc.. | Wind | Onshore Wind Turbine | 1 | 1 | 201.3 | 201.3 | 201.3 | RE | Electric Utility | 345 | I | ALTW.WWNORTH | 81 | GE | 295.3 | [7 empty] | 2020
62080 | MISO | Richland (IA) | 9417 | Interstate Power and Light Co | 42.3632 | -95.2263 | 2943 Gard Ave | Odebolt | IA | 51458 | Sac | MRO | MISO | Midcontinent Independent Transmission System Operator, Inc.. | Wind | Onshore Wind Turbine | 1 | 1 | 130.9 | 130.9 | 130.9 | RE | Electric Utility | 345 | I | ALTW.RICHLAND | 53 | GE | 295 | [7 empty] | 2020
62081 | MISO | Golden Plains | 9417 | Interstate Power and Light Co | 43.4306 | -94.0164 | 2209 460th St | Buffalo Center | IA | 50424 | Winnebago | MRO | MISO | Midcontinent Independent Transmission System Operator, Inc.. | Wind | Onshore Wind Turbine | 1 | 1 | 199.8 | 199.8 | 199.8 | RE | Electric Utility | 345 | I | ALTW.GOLDENPLN | 82 | GE | 295 | [7 empty] | 2020
62084 | MISO | Becker Solar 2 CSG | 60970 | SunShare Management | 45.1746 | -93.6841 | 15th Street N.E. | St. Michael | MN | 55376 | Wright | MRO | MISO | Midcontinent Independent Transmission System Operator, Inc.. | Solar | Solar Photovoltaic | 1 | BCKR2 | 1 | 1 | 1 | NR | IPP Non-CHP | 35 | Q |  |  |  |  | 1.4 | [6 empty] | 2019
62085 | MISO | Becker Solar 3 CSG | 60970 | SunShare Management | 45.1749 | -93.6837 | 15th Street N.E. | St. Michael | MN | 55376 | Wright | MRO | MISO | Midcontinent Independent Transmission System Operator, Inc.. | Solar | Solar Photovoltaic | 1 | BCKR3 | 1 | 1 | 1 | NR | IPP Non-CHP | 35 | Q |  |  |  |  | 1.4 | [6 empty] | 2019
62086 | MISO | Becker Solar 4 CSG | 60970 | SunShare Management | 45.1757 | -93.6797 | 15th Street N.E. | St. Michael | MN | 55376 | Wright | MRO | MISO | Midcontinent Independent Transmission System Operator, Inc.. | Solar | Solar Photovoltaic | 1 | BCKR4 | 1 | 1 | 1 | NR | IPP Non-CHP | 35 | Q |  |  |  |  | 1.4 | [6 empty] | 2019
62087 | MISO | Becker Solar 5 CSG | 60970 | SunShare Management | 45.1757 | -93.6794 | 15th Street N.E. | St. Michael | MN | 55376 | Wright | MRO | MISO | Midcontinent Independent Transmission System Operator, Inc.. | Solar | Solar Photovoltaic | 1 | BCKR5 | 1 | 1 | 1 | NR | IPP Non-CHP | 35 | Q |  |  |  |  | 1.4 | [6 empty] | 2019
62088 | MISO | Schultz CSG | 61187 | DG Minnesota CSG, LLC | 44.5576 | -93.376 | 27011 Texas Avenue | Webster | MN | 55088 | Scott | MRO | MISO | Midcontinent Independent Transmission System Operator, Inc.. | Solar | Solar Photovoltaic | 1 | SCHUL | 1.8 | 1.8 | 1.8 | NR | IPP Non-CHP | 12.5 | Q |  |  |  |  | 2.6 | [6 empty] | 2018
62098 | MISO | Tiller CSG | 61187 | DG Minnesota CSG, LLC | 45.435 | -94.0403 | 9201 58th Ave SE | Clear Lake | MN | 55319 | Sherburne | MRO | MISO | Midcontinent Independent Transmission System Operator, Inc.. | Solar | Solar Photovoltaic | 1 | TILLE | 5 | 5 | 5 | NR | IPP Non-CHP | 34.5 | Q |  |  |  |  | 6.3 | Y | [5 empty] | 2018
62099 | MISO | Hammer CSG | 61187 | DG Minnesota CSG, LLC | 45.4176 | -94.0094 | 7292 River RD SE | Clear Lake | MN | 55319 | Sherburne | MRO | MISO | Midcontinent Independent Transmission System Operator, Inc.. | Solar | Solar Photovoltaic | 1 | HAMME | 4.8 | 4.8 | 4.8 | NR | IPP Non-CHP | 34.5 | Q |  |  |  |  | 6.4 | Y | [5 empty] | 2018
62103 | MISO | Kossuth | 20856 | Wisconsin Power & Light Co | 42.9947 | -94.1287 | 1615 150th St | Lu Verne | IA | 50560 | Kossuth | MRO | MISO | Midcontinent Independent Transmission System Operator, Inc.. | Wind | Onshore Wind Turbine | 1 | 1 | 152.2 | 152.2 | 152.2 | RE | Electric Utility | 345 | I | ALTW.KOSSUTH | 56 | GE | 285 | [7 empty] | 2020
62105 | MISO | Monticello Project CSG | 61187 | DG Minnesota CSG, LLC | 45.2722 | -93.8278 | 2861 85th St NE | Monticello | MN | 55362 | Wright | MRO | MISO | Midcontinent Independent Transmission System Operator, Inc.. | Solar | Solar Photovoltaic | 1 | MONTI | 5 | 5 | 5 | NR | IPP Non-CHP | 34.5 | Q |  |  |  |  | 6.7 | Y | [5 empty] | 2018
62113 | WECC | Strauss Wind Farm | 61668 | Strauss Wind LLC | 34.5798 | -120.5643 | TBD | Lompoc | CA | 93436 | Santa Barbara | WECC | CISO | California Independent System Operator | Wind | Onshore Wind Turbine | 1 | ST-CA | 95.3 | 95.3 | 95.3 | NR | IPP Non-CHP | 115 | Q |  | 27 | GE | 267.4 | [7 empty] | 2023
62115 | WECC | AES Alamitos Energy Center | 61669 | AES Alamitos Energy, LLC | 33.7672 | -118.1002 | 690 North Studebaker | Long Beach | CA | 90803 | Los Angeles | WECC | CISO | California Independent System Operator | Natural Gas | Natural Gas Fired Combined Cycle | 3 | 1A; 1B; 1S | 678 | 603 | 678 | NR | IPP Non-CHP | 230 | Q | ALMIT CTG1A B1; ALMIT CTG1B B1; ALMIT STG1S B1 | [10 empty] | 2020
62116 | WECC | AES Huntington Beach Energy Project | 61670 | AES Huntington Beach Energy, LLC | 33.6456 | -117.9794 | 21730 Newland Street | Huntington Beach | CA | 92646 | Orange | WECC | CISO | California Independent System Operator | Natural Gas | Natural Gas Fired Combined Cycle | 3 | 1A; 1B; 1S | 699.2 | 630 | 690 | NR | IPP Non-CHP | 230 | Q | HUNT_CTG 1A; HUNT CTG 1B; HUNT STG 1S | [10 empty] | 2020
62117 | MISO | Beloit Memorial Hospital Power Plant | 61967 | Beloit Memorial Hospital | 42.5486 | -89.0083 | 1969 Hart Road | Beloit | WI | 53511 | Rock | MRO | MISO | Midcontinent Independent Transmission System Operator, Inc.. | Natural Gas | Natural Gas Internal Combustion Engine | 2 | GEN-1; GEN-2 | 3 | 3 | 3 | NR | Commercial CHP | 12 | COM | [11 empty] | 2000
62119 | PJM | University Park Solar | 61675 | SS PA II PSU LLC | 40.817 | -77.8441 | Orchard Rd. | State College | PA | 16801 | Centre | RFC | PJM | PJM Interconnection, LLC | Solar | Solar Photovoltaic | 1 | PSUPV | 1.5 | 1.5 | 1.5 | NR | IPP Non-CHP | 12.47 | IND |  |  |  |  | 2 | [6 empty] | 2018
62130 | MISO | Roseman | 61676 | Roseman Energy, LLC | 41.371 | -94.7539 | 75247 Jackson Rd | Anita | IA | 50020 | Cass | MRO | MISO | Midcontinent Independent Transmission System Operator, Inc.. | Wind | Onshore Wind Turbine | 1 | ROS | 1.8 | 1.8 | 1.8 | NR | IPP Non-CHP | 12.47 | Q |  | 1 | GE | 263 | [7 empty] | 2017
62132 | MISO | Arbor Hill Wind Farm | 12341 | MidAmerican Energy Co | 41.4042 | -94.2614 | 2306 State Highway 92 | Greenfield | IA | 50849 | Adair | MRO | MISO | Midcontinent Independent Transmission System Operator, Inc.. | Wind | Onshore Wind Turbine | 2 | 1; WT1 | 310 | 310 | 310 | RE | Electric Utility | 345 | I | MEC.ARBORHL1 | 142 | Vestas | 312 | [7 empty] | 2018
62133 | MISO | North English | 12341 | MidAmerican Energy Co | 41.6428 | -92.4991 | 705 E Jefferson St | Montezuma | IA | 50171 | Poweshiek | MRO | MISO | Midcontinent Independent Transmission System Operator, Inc.. | Wind | Onshore Wind Turbine | 2 | 1; GT1 | 340 | 340 | 340 | RE | Electric Utility | 345 | I | MEC.NORTHENG | 240 | Vestas | 312 | [7 empty] | 2018
62137 | MISO | Eichtens II CSG | 63249 | Terraform Arcadia | 45.3966 | -92.7826 | 15889 310th Street | Winstead | MN | 55012 | Chisago | MRO | MISO | Midcontinent Independent Transmission System Operator, Inc.. | Solar | Solar Photovoltaic | 1 | SO340 | 1 | 1 | 1 | NR | IPP Non-CHP | 13.8 | Q |  |  |  |  | 1.4 | [6 empty] | 2018
62138 | MISO | Barone CSG | 63249 | Terraform Arcadia | 44.9445 | -94.0739 | 22733 Cable Avenue | Winstead | MN | 55395 | McLeod | MRO | MISO | Midcontinent Independent Transmission System Operator, Inc.. | Solar | Solar Photovoltaic | 1 | SO328 | 1 | 1 | 1 | NR | IPP Non-CHP | 13.8 | Q |  |  |  |  | 1.4 | [6 empty] | 2018
62139 | MISO | Huneke II CSG | 63249 | Terraform Arcadia | 44.2972 | -92.7415 | 45000 145th Avenue | Zumbrota | MN | 55992 | Goodhue | MRO | MISO | Midcontinent Independent Transmission System Operator, Inc.. | Solar | Solar Photovoltaic | 1 | SO346 | 1.1 | 1.1 | 1.1 | NR | IPP Non-CHP | 13.8 | Q |  |  |  |  | 1.4 | [6 empty] | 2018
62140 | PJM | Puller Solar | 5248 | Dominion Energy Inc. | 37.5725 | -76.4673 | 382 Bobs Hole Rd. | Topping | VA | 23169 | Middlesex | SERC | PJM | PJM Interconnection, LLC | Solar | Solar Photovoltaic | 1 | PULL | 15 | 15 | 15 | RE | Electric Utility | 34.5 | I |  |  |  |  | 19.7 | Y | [5 empty] | 2018
62143 | MISO | MSC-GreyCloud01 Community Solar | 61679 | MSC-GreyCloud01 LLC | 44.802 | -92.9969 | 5401 Pioneer Rd. S | St. Paul Park | MN | 55071 | Washington | MRO | MISO | Midcontinent Independent Transmission System Operator, Inc.. | Solar | Solar Photovoltaic | 1 | 52785 | 1 | 1 | 1 | NR | IPP Non-CHP | 0.48 | Q |  |  |  |  | 1.5 | Y | [5 empty] | 2019
62144 | MISO | MSC-Scandia01 CSG | 61680 | MSC-Scandia01 LLC | 45.2893 | -92.8847 | 23485 Manning Trail N | Scandia | MN | 55073 | Washington | MRO | MISO | Midcontinent Independent Transmission System Operator, Inc.. | Solar | Solar Photovoltaic | 1 | 52741 | 1 | 1 | 1 | NR | IPP Non-CHP | 0.48 | Q |  |  |  |  | 1.5 | Y | [5 empty] | 2019
62148 | MISO | Goose Lake MN DPC-GM | 61688 | ENGIE Generation North America LLC | 43.6676 | -93.294 | 21530 785th Ave. | Albert Lea | MN | 56007 | Freeborn | MRO | MISO | Midcontinent Independent Transmission System Operator, Inc.. | Solar | Solar Photovoltaic | 1 | PV1 | 1.5 | 1.5 | 1.5 | NR | IPP Non-CHP | 12.5 | Q |  |  |  |  | 1.9 | Y | [5 empty] | 2019
62149 | WECC | Syncarpha Eagle Nest | 61685 | Syncarpha Eagle Nest I, LLC | 36.5442 | -105.2772 | 28458 US-64 | Eagle Nest | NM | 87718 | Colfax | WECC | PNM | Public Service Company of New Mexico | Solar | Solar Photovoltaic | 1 | SYEN1 | 1 | 1 | 1 | NR | IPP Non-CHP | 12.47 | Q |  |  |  |  | 1.3 | Y | [5 empty] | 2018
62150 | WECC | Chaffey College Rancho Cucamonga Campus | 61686 | Chaffey Community College District | 34.1481 | -117.5704 | 5885 Haven Ave | Rancho Cucamonga | CA | 91737 | San Bernardino | WECC | CISO | California Independent System Operator | Solar | Solar Photovoltaic | 1 | SOLAR | 4 | 4 | 4 | NR | Commercial Non-CHP | 12 | S |  |  |  |  | 4.4 | [6 empty] | 2017
62151 | WECC | Clif Bar Bakery of Twin Falls | 67228 | Mondelez Global LLC (Twin Falls) | 42.541 | -114.4125 | 3438 Eldridge Ave | Twin Falls | ID | 83301 | Twin Falls | WECC | IPCO | Idaho Power Company | Solar | Solar Photovoltaic | 1 | PV1 | 1.6 | 1.6 | 1.6 | NR | Industrial Non-CHP | 12 | IND |  |  |  |  | 2 | [6 empty] | 2019
62161 | MISO | Galactic Wind | 61667 | Galactic Wind | 43.1016 | -89.3319 | 7228 KickabooRoad | Waunakee | WI | 53597 | Dane | MRO | MISO | Midcontinent Independent Transmission System Operator, Inc.. | Wind | Onshore Wind Turbine | 1 | GWT | 9.9 | 9.9 | 9.9 | NR | Commercial Non-CHP | 13.8 | COM |  | 6 | Vestas | 262 | [7 empty] | 2012
62162 | MISO | 4710 Hosting | 61702 | Epic Hosting, LLC | 44.0708 | -92.5223 | 4710 West Circle Drive | Rochester | MN | 55901 | Olmsted | MRO | MISO | Midcontinent Independent Transmission System Operator, Inc.. | Petroleum | Petroleum Liquids | 1 | 4710 | 7.5 | 5 | 5 | NR | Commercial Non-CHP | 13.8 | COM | [11 empty] | 2012
62169 | WECC | Boring Solar LLC | 61705 | Boring Solar LLC | 45.431 | -122.285 | SE Dunn Road | Sandy | OR | 97055 | Clackamas | WECC | PGE | Portland General Electric Company | Solar | Solar Photovoltaic | 1 | BSPV2 | 2.2 | 2.2 | 2.2 | NR | IPP Non-CHP | 12.47 | Q |  |  |  |  | 3.4 | [6 empty] | 2019
62170 | WECC | Ballston Solar LLC | 61703 | Ballston Solar LLC | 45.077 | -123.395 | SW Ballston Rd | Sheridan | OR | 97378 | Yamhill | WECC | PGE | Portland General Electric Company | Solar | Solar Photovoltaic | 1 | BSPV1 | 2.2 | 2.2 | 2.2 | NR | IPP Non-CHP | 12.47 | Q |  |  |  |  | 2.9 | N | [5 empty] | 2018
62171 | WECC | Labish Solar LLC | 61704 | Labish Solar LLC | 45.023 | -122.922 | 35th Avenue NE | Salem | OR | 97303 | Marion | WECC | PGE | Portland General Electric Company | Solar | Solar Photovoltaic | 1 | LSPV2 | 2.2 | 2.2 | 2.2 | NR | IPP Non-CHP | 12.47 | Q |  |  |  |  | 3.3 | [6 empty] | 2018
62172 | MISO | Birch | 61706 | Birch Power LLC | 40.7676 | -94.4744 | 3384 190th St | Clearfield | IA | 50840 | Taylor | MRO | MISO | Midcontinent Independent Transmission System Operator, Inc.. | Wind | Onshore Wind Turbine | 1 | BIR | 1.8 | 1.8 | 1.8 | NR | IPP Non-CHP | 12.47 | Q |  | 1 | GE | 263 | [7 empty] | 2017
62175 | WECC | Diablo Energy Storage | 61684 | Diablo Energy Storage, LLC | 38.0288 | -121.9006 | 783 Willow Pass Road | Pittsburg | CA | 94565 | Contra Costa | WECC | CISO | California Independent System Operator | Battery | Batteries | 1 | DIBLO | 200 | 200 | 200 | NR | IPP Non-CHP | 220 | Q | [7 empty] | 800 | 200 | 200 | LIB | 2022
62176 | WECC | Berry NMW Cogens | 1569 | Berry Petroleum Co | 35.3076 | -119.6116 | 11117 River Run Blvd. | Bakersfield | CA | 93311 | Kern | WECC | CISO | California Independent System Operator | Natural Gas | Natural Gas Fired Combustion Turbine | 2 | 21Z; PF | 11.4 | 10 | 10.4 | NR | Industrial CHP | 115 | Q | ZP26 | [10 empty] | 2017
62177 | WECC | Desert Harvest, LLC | 61709 | Desert Harvest, LLC | 33.8 | -115.38 | 22102 Kaiser Road | Desert Center | CA | 92239 | Riverside | WECC | CISO | California Independent System Operator | Solar | Solar Photovoltaic | 1 | DH001 | 80 | 80 | 80 | NR | IPP Non-CHP | 230 | Q |  |  |  |  | 113.8 | Y | [5 empty] | 2020
62178 | WECC | Maverick Solar, LLC | 61710 | Maverick Solar, LLC | 33.7 | -115.38 | 29722 Corn Springs Road | Desert Center | CA | 92239 | Riverside | WECC | CISO | California Independent System Operator | Solar | Solar Photovoltaic | 1 | MAV01 | 125 | 125 | 125 | NR | IPP Non-CHP | 230 | Q |  |  |  |  | 173.4 | Y | [5 empty] | 2020
62191 | WECC | CNMEC Solar Energy Center | 66337 | Exus New Mexico | 34.7832 | -106.0511 | 16 Myers Road West | Estancia | NM | 97031 | Torrance | WECC | PNM | Public Service Company of New Mexico | Solar | Solar Photovoltaic | 1 | CNMEC | 2 | 2 | 2 | NR | IPP Non-CHP | 24.9 | Q |  |  |  |  | 2.6 | Y | [5 empty] | 2018
62192 | MISO | Blue Water Energy Center | 5109 | DTE Electric Company | 42.7737 | -82.4793 | 4400 River Rd | East China | MI | 48054 | St Clair | RFC | MISO | Midcontinent Independent Transmission System Operator, Inc.. | Natural Gas | Natural Gas Fired Combined Cycle | 3 | 11; 12; 1S | 1267.4 | 1146 | 1169 | RE | Electric Utility | 345 | I | [11 empty] | 2022
62193 | MISO | Winegar CSG | 63249 | Terraform Arcadia | 44.1128 | -93.5073 | 13000 383rd Avenue | Waseca | MN | 56093 | Waseca | MRO | MISO | Midcontinent Independent Transmission System Operator, Inc.. | Solar | Solar Photovoltaic | 1 | SO377 | 1 | 1 | 1 | NR | IPP Non-CHP | 13.8 | Q |  |  |  |  | 1.4 | [6 empty] | 2018
62194 | MISO | Bolduan CSG | 63249 | Terraform Arcadia | 43.9062 | -93.4894 | 13867 240th Avenue | New Richland | MN | 56072 | Waseca | MRO | MISO | Midcontinent Independent Transmission System Operator, Inc.. | Solar | Solar Photovoltaic | 1 | SO360 | 1 | 1 | 1 | NR | IPP Non-CHP | 13.8 | Q |  |  |  |  | 1.4 | [6 empty] | 2018
62195 | MISO | Guse CSG | 63249 | Terraform Arcadia | 44.092 | -93.7078 | 36631 30th St. | Janesville | MN | 56048 | Waseca | MRO | MISO | Midcontinent Independent Transmission System Operator, Inc.. | Solar | Solar Photovoltaic | 1 | SO371 | 1 | 1 | 1 | NR | IPP Non-CHP | 13.8 | Q |  |  |  |  | 1.4 | [6 empty] | 2018
62200 | PJM | Hillcrest Solar | 61697 | Hillcrest Solar I, LLC | 39.077 | -83.906 | 4349 Greenbush East Road | Mt. Orab | OH | 45154 | Brown | RFC | PJM | PJM Interconnection, LLC | Solar | Solar Photovoltaic | 1 | HILLC | 200 | 200 | 200 | NR | IPP Non-CHP | 138 | Q |  |  |  |  | 265 | Y | [5 empty] | 2021
62208 | PJM | NIST Solar | 61419 | Luminace Solar MC, LLC | 39.127 | -77.216 | 100 Bureau Drive | Gaithersburg | MD | 20899 | Montgomery | RFC | PJM | PJM Interconnection, LLC | Solar | Solar Photovoltaic | 1 | PV1 | 4 | 4 | 4 | NR | IPP Non-CHP | 13.8 | Q |  |  |  |  | 5 | [6 empty] | 2018
62209 | MISO | Randolph CSG PV1-5 | 58970 | Ecoplexus, Inc | 44.5277 | -92.9721 | 29220 Felton Ave | Randolph | MN | 55065 | Dakota | MRO | MISO | Midcontinent Independent Transmission System Operator, Inc.. | Solar | Solar Photovoltaic | 5 | RAND1; RAND2; RAND3; RAND4; RAND5 | 5 | 5 | 5 | NR | IPP Non-CHP | 12.47 | Q |  |  |  |  | 6.5 | [6 empty] | 2019
62210 | MISO | Felton CSG PV1-5 | 58970 | Ecoplexus, Inc | 44.5417 | -92.9736 | 28220 Felton Ave | Randolph | MN | 55065 | Dakota | MRO | MISO | Midcontinent Independent Transmission System Operator, Inc.. | Solar | Solar Photovoltaic | 5 | FELT1; FELT2; FELT3; FELT4; FELT5 | 5 | 5 | 5 | NR | IPP Non-CHP | 12.47 | Q |  |  |  |  | 6.5 | [6 empty] | 2019
62220 | SPP | East Fork Wind Project, LLC | 56201 | Engie North America | 39.306 | -101.0744 | TBD | Colby | KS | 67701 | Thomas | MRO | SWPP | Southwest Power Pool | Wind | Onshore Wind Turbine | 1 | WTGS | 195.8 | 195.8 | 195.8 | NR | IPP Non-CHP | 115 | Q |  | 72 | GE | 295 | [7 empty] | 2020
62224 | WECC | Oak Leaf Solar XXVII LLC | 60025 | Greenbacker Renewable Energy Corporation | 40.44 | -104.64 | 2451 E. 8th St. | Greely | CO | 80631 | Weld | WECC | PSCO | Public Service Company of Colorado | Solar | Solar Photovoltaic | 1 | 53971 | 1.5 | 1.5 | 1.5 | NR | IPP Non-CHP | 12.47 | Q |  |  |  |  | 2 | Y | [5 empty] | 2018
62225 | PJM | Hunterdon Health System Solar Project | 61740 | NJ Solar 1, LLC | 40.652 | -74.908 | 1738 NJ-31 | Clinton | NJ | 8809 | Hunterdon | RFC | PJM | PJM Interconnection, LLC | Solar | Solar Photovoltaic | 1 | PV1 | 1.5 | 1.5 | 1.5 | NR | IPP Non-CHP | 12.4 | Q |  |  |  |  | 2 | [6 empty] | 2019
62239 | WECC | Oak Leaf Solar XXX LLC (CSG) | 60025 | Greenbacker Renewable Energy Corporation | 37.4534 | -105.878 | 8545 Ironfield Road | Alamosa | CO | 81101 | Alamosa | WECC | PSCO | Public Service Company of Colorado | Solar | Solar Photovoltaic | 1 | 53963 | 1.5 | 1.5 | 1.5 | NR | IPP Non-CHP | 13.2 | Q |  |  |  |  | 2 | Y | [5 empty] | 2018
62241 | WECC | NorWest Energy 9 LLC | 61944 | MN8 Energy LLC | 45.917 | -119.343 | 4801 NW N Ave. | Pendleton | OR | 97801 | Umatilla | WECC | PACW | PacifiCorp - West | Solar | Solar Photovoltaic | 1 | NWE9 | 6 | 6 | 6 | NR | IPP Non-CHP | 12.47 | Q |  |  |  |  | 8.4 | [6 empty] | 2018
62242 | WECC | County of San Diego SBRC | 61944 | MN8 Energy LLC | 32.6327 | -117.0777 | 500 3rd Ave. | Chula Vista | CA | 91910 | San Diego | WECC | CISO | California Independent System Operator | Solar | Solar Photovoltaic | 1 | SBRC | 1.3 | 1.3 | 1.3 | NR | IPP Non-CHP | 0.48 | Q |  |  |  |  | 1.4 | Y | [5 empty] | 2018
62243 | WECC | Oak Leaf Solar XXI (CSG) | 60025 | Greenbacker Renewable Energy Corporation | 39.638 | -104.604 | 29100B E. County Road 30/E Qui | Watkins | CO | 80137 | Arapahoe | WECC | PSCO | Public Service Company of Colorado | Solar | Solar Photovoltaic | 1 | 53964 | 1.5 | 1.5 | 1.5 | NR | IPP Non-CHP | 13.2 | Q |  |  |  |  | 2 | Y | [5 empty] | 2018
62244 | WECC | Oak Leaf Solar XXXI LLC (CSG) | 60025 | Greenbacker Renewable Energy Corporation | 39.145 | -108.32 | 956 Highline Canal Rd. | Debeque | CO | 81630 | Mesa | WECC | PSCO | Public Service Company of Colorado | Solar | Solar Photovoltaic | 1 | 53977 | 1.5 | 1.5 | 1.5 | NR | IPP Non-CHP | 13.2 | Q |  |  |  |  | 2 | Y | [5 empty] | 2018
62245 | WECC | Oak Leaf Solar XXV LLC (CSG) | 60025 | Greenbacker Renewable Energy Corporation | 39.637 | -104.529 | 39299 East County Rd. 30/E. Qu | Watkins | CO | 80137 | Arapahoe | WECC | PSCO | Public Service Company of Colorado | Solar | Solar Photovoltaic | 1 | 53968 | 1.5 | 1.5 | 1.5 | NR | IPP Non-CHP | 13.2 | Q |  |  |  |  | 2 | Y | [5 empty] | 2018
62246 | WECC | Target Woodland Solar Project | 61944 | MN8 Energy LLC | 38.6827 | -121.7235 | 2050 E Beamer Street | Woodland | CA | 95776 | Yolo | WECC | CISO | California Independent System Operator | Solar | Solar Photovoltaic | 1 | TWSP | 2.3 | 1.8 | 2 | NR | IPP Non-CHP | 0.48 | Q |  |  |  |  | 2.5 | [6 empty] | 2018
62247 | SPP | Prevailing Wind Park | 61012 | AES Distributed Energy | 43.039 | -97.526 | 29871 431st Avenue | Lesterville | SD | 57040 | Yankton | MRO | SWPP | Southwest Power Pool | Wind | Onshore Wind Turbine | 1 | PWPSD | 220 | 220 | 220 | NR | IPP Non-CHP | 230 | Q |  | 57 | GE | 365.8 | [7 empty] | 2020
62248 | WECC | Arrow Canyon Solar Hybrid | 61768 | Arrow Canyon Solar LLC | 36.4593 | -114.8444 | TBD | Moapa | NV | 89025 | Clark | WECC | NEVP | Nevada Power Company | Mixed | Solar Photovoltaic; Batteries | 2 | 1; 2 | 275 | 275 | 275 | NR | IPP Non-CHP | 230 | Q |  |  |  |  | 273 |  | Y | 375 | 40 | 40 | LIB | 2023
62251 | WECC | Oak Leaf Solar XXXII (CSG) | 60025 | Greenbacker Renewable Energy Corporation | 39.523 | -107.815 | 2585 W. Centennial Parkway | Rifle | CO | 81650 | Garfield | WECC | PSCO | Public Service Company of Colorado | Solar | Solar Photovoltaic | 1 | 53975 | 1.5 | 1.5 | 1.5 | NR | IPP Non-CHP | 13.2 | Q |  |  |  |  | 2 | Y | [5 empty] | 2019
62252 | WECC | Oak Leaf Solar XXII LLC (CSG) | 60025 | Greenbacker Renewable Energy Corporation | 39.9038 | -104.6675 | 27400 E. 114th Ave | Denver | CO | 80022 | Adams | WECC | PSCO | Public Service Company of Colorado | Solar | Solar Photovoltaic | 1 | 53965 | 1.5 | 1.5 | 1.5 | NR | IPP Non-CHP | 24.9 | Q |  |  |  |  | 2 | Y | [5 empty] | 2019
62253 | WECC | Oak Leaf Solar XXIV LLC (CSG) | 60025 | Greenbacker Renewable Energy Corporation | 39.637 | -104.561 | 36585B E. Co. Rd. 30/E. Quincy | Watkins | CO | 80137 | Arapahoe | WECC | PSCO | Public Service Company of Colorado | Solar | Solar Photovoltaic | 1 | 53967 | 1.5 | 1.5 | 1.5 | NR | IPP Non-CHP | 13.2 | Q |  |  |  |  | 2 | Y | [5 empty] | 2019
62254 | WECC | Oak Leaf Solar XXVI LLC | 60025 | Greenbacker Renewable Energy Corporation | 39.9 | -104.7345 | 27905 E 112th Ave | Denver | CO | 80249 | Adams | WECC | PSCO | Public Service Company of Colorado | Solar | Solar Photovoltaic | 1 | 53970 | 1.5 | 1.5 | 1.5 | NR | IPP Non-CHP | 24.94 | Q |  |  |  |  | 2 | Y | [5 empty] | 2019
62255 | WECC | Oak Leaf Solar XXVIII LLC (CSG) | 60025 | Greenbacker Renewable Energy Corporation | 40.237 | -104.779 | 14900 County Rd. 36 | Platteville | CO | 80651 | Weld | WECC | PSCO | Public Service Company of Colorado | Solar | Solar Photovoltaic | 1 | 53973 | 1.5 | 1.5 | 1.5 | NR | IPP Non-CHP | 13.2 | Q |  |  |  |  | 2 | Y | [5 empty] | 2019
62256 | WECC | Oak Leaf Solar XXIII LLC (CSG) | 60025 | Greenbacker Renewable Energy Corporation | 39.8017 | -104.6215 | 5900 Hudson Rd. | Watkins | CO | 80137 | Adams | WECC | PSCO | Public Service Company of Colorado | Solar | Solar Photovoltaic | 1 | 53966 | 1.5 | 1.5 | 1.5 | NR | IPP Non-CHP | 13.2 | Q |  |  |  |  | 2 | Y | [5 empty] | 2019
62260 | WECC | Trout Creek Solar | 60571 | AEP Onsite Partners, LLC | 38.8151 | -106.1104 | 15125 US Hwy 24 & 285 | Buena Vista | CO | 81211 | Chaffee | WECC | PSCO | Public Service Company of Colorado | Solar | Solar Photovoltaic | 1 | 44901 | 2 | 2 | 2 | NR | IPP Non-CHP | 12.47 | Q |  |  |  |  | 2.7 | Y | [5 empty] | 2019
62267 | MISO | Held Solar Project | 61187 | DG Minnesota CSG, LLC | 45.5239 | -94.2736 | 7801 Bel Clare Dr | Waite Park | MN | 56301 | Stearns | MRO | MISO | Midcontinent Independent Transmission System Operator, Inc.. | Solar | Solar Photovoltaic | 1 | HELD | 5 | 5 | 5 | NR | IPP Non-CHP | 34.5 | Q |  |  |  |  | 7.5 | Y | [5 empty] | 2019
62268 | WECC | NorWest Energy 4, LLC | 61944 | MN8 Energy LLC | 42.695 | -121.614 | 35754 McCartie Lane | Bonanza | OR | 97623 | Klamath | WECC | PACW | PacifiCorp - West | Solar | Solar Photovoltaic | 1 | NWE4 | 5.6 | 5.6 | 5 | NR | IPP Non-CHP | 12 | Q |  |  |  |  | 6.8 | Y | [5 empty] | 2019
62269 | MISO | Stoneray Power Partners, LLC | 57170 | EDF Renewable Asset Holdings, Inc. | 44.1044 | -96.1267 | 1847 111th Street | Woodstock | MN | 56186 | Pipestone | MRO | MISO | Midcontinent Independent Transmission System Operator, Inc.. | Wind | Onshore Wind Turbine | 1 | STNRY | 100 | 100 | 100 | NR | IPP Non-CHP | 34.5 | Q |  | 39 | Siemens | 279.2 | [7 empty] | 2019
62272 | WECC | Bly Solar Center | 60888 | GCL New Energy, Inc. | 42.3922 | -121.0245 | 62744 Highway 140. | Bly | OR | 97622 | Klamath | WECC | PACW | PacifiCorp - West | Solar | Solar Photovoltaic | 1 | BLY | 8 | 8 | 8 | NR | IPP Non-CHP | 69 | Q |  |  |  |  | 11 | Y | [5 empty] | 2018
62274 | WECC | Liberty HS Solar Project | 61944 | MN8 Energy LLC | 35.3644 | -119.1275 | 925 Jewetta | Bakersfield | CA | 93312 | Kern | WECC | CISO | California Independent System Operator | Solar | Solar Photovoltaic | 1 | LHSSP | 1.5 | 1.2 | 0.9 | NR | Commercial Non-CHP | 0.48 | Q |  |  |  |  | 1.6 | Y | [5 empty] | 2018
62275 | WECC | Frontier HS Solar Project | 61944 | MN8 Energy LLC | 35.4182 | -119.1489 | 6401 Allen Road | Bakersfield | CA | 93314 | Kern | WECC | CISO | California Independent System Operator | Solar | Solar Photovoltaic | 1 | FHSSP | 1.4 | 1.4 | 1.4 | NR | Commercial Non-CHP | 0.48 | Q |  |  |  |  | 1.5 | Y | [5 empty] | 2018
62286 | WECC | Xebec 1 | 61012 | AES Distributed Energy | 34.224 | -118.3929 | 11051 Pendleton St | Sun Valley | CA | 91352 | Los Angeles | WECC | LDWP | Los Angeles Department of Water and Power | Solar | Solar Photovoltaic | 1 | W7188 | 1.9 | 1.9 | 1.9 | NR | Commercial Non-CHP | 480 | Q |  |  |  |  | 2.1 | [6 empty] | 2018
62287 | WECC | Francisco St. Solar | 61012 | AES Distributed Energy | 33.8482 | -118.3055 | 1540 Francisco St. | Torrance | CA | 90501 | Los Angeles | WECC | LDWP | Los Angeles Department of Water and Power | Solar | Solar Photovoltaic | 1 | W7190 | 1.2 | 1 | 1 | NR | Commercial Non-CHP | 0.48 | Q |  |  |  |  | 1.3 | [6 empty] | 2018
62288 | WECC | Valentine Solar, LLC | 57170 | EDF Renewable Asset Holdings, Inc. | 34.9042 | -118.3843 | 14501 McConnell Ave. | Rosamond | CA | 93560 | Kern | WECC | CISO | California Independent System Operator | Solar | Solar Photovoltaic | 1 | VAL01 | 111.2 | 111.2 | 111.2 | NR | IPP Non-CHP | 230 | Q |  |  |  |  | 135 | Y | [5 empty] | 2019
62289 | MISO | Dearborn Energy Center | 5109 | DTE Electric Company | 42.2969 | -83.2313 | 1641 Carroll Shelby Way East | Dearborn | MI | 48124 | Wayne | RFC | MISO | Midcontinent Independent Transmission System Operator, Inc.. | Natural Gas | Natural Gas Fired Combined Cycle | 3 | GTG-1; GTG-2; STG-1 | 35 | 26.9 | 33.7 | RE | Electric Utility | 13.2 | I | [11 empty] | 2019
62290 | MISO | Polaris Wind Park | 5109 | DTE Electric Company | 43.2626 | -84.4998 | 5290 E Pierce Rd | North Star Township | MI | 48847 | Gratiot | RFC | MISO | Midcontinent Independent Transmission System Operator, Inc.. | Wind | Onshore Wind Turbine | 1 | 1 | 168.6 | 168.6 | 168.6 | RE | Electric Utility | 345 | I |  | 68 | GE | 292 | [7 empty] | 2020
62291 | SPP | Palmer's Creek Wind Farm, LLC | 61815 | Palmer's Creek Wind Farm, LLC | 44.8577 | -95.5689 | 12025 30th Avenue SE | Granite Falls | MN | 56241 | Chippewa | MRO | SWPP | Southwest Power Pool | Wind | Onshore Wind Turbine | 1 | PCWF | 44.6 | 44.6 | 44.6 | NR | IPP Non-CHP | 115 | Q | WAUEGRANITFUNPALMERCREEK_WF_RA | 18 | GE | 295.3 | [7 empty] | 2018
62305 | MISO | Tipton Solar Park | 9234 | Indiana Municipal Power Agency | 40.2761 | -86.0769 | 3436 State Rd 28 W | Tipton | IN | 46072 | Tipton | RFC | MISO | Midcontinent Independent Transmission System Operator, Inc.. | Solar | Solar Photovoltaic | 1 | STIP | 5.3 | 5.3 | 4.2 | RE | Electric Utility | 12.47 | P |  |  |  |  | 6.7 | Y | [5 empty] | 2019
62306 | PJM | IFF Union Beach Project | 56990 | NJR Clean Energy Ventures Corporation | 40.4466 | -74.1546 | 800 Rose Lane | Union Beach | NJ | 7735 | Monmouth | RFC | PJM | PJM Interconnection, LLC | Solar | Solar Photovoltaic | 1 | IFFUB | 5.5 | 5.5 | 5.5 | NR | IPP Non-CHP | 34.5 | Q |  |  |  |  | 6.8 | [6 empty] | 2019
62319 | WECC | Western Sugar Cooperative - Billings | 61819 | Western Sugar Cooperative - Billings | 45.7653 | -108.4992 | 3020 State Avenue | Billings | MT | 59101 | Yellowstone | WECC | NWMT | NorthWestern Energy (NWMT) | Coal | Conventional Steam Coal | 1 | 1 | 1.5 | 1.5 | 1.5 | NR | Industrial CHP | 0.48 | IND | [11 empty] | 2011
62320 | WECC | Antelope Expansion 1B | 61012 | AES Distributed Energy | 34.7161 | -118.2592 | TBD | Lancaster | CA | 93535 | Los Angeles | WECC | CISO | California Independent System Operator | Solar | Solar Photovoltaic | 1 | ANE1B | 17 | 17 | 17 | NR | IPP Non-CHP | 220 | Q |  |  |  |  | 22.3 | Y | [5 empty] | 2022
62321 | MISO | Cedar Falls Solar Farm | 60281 | Altus Power America Management, LLC | 42.4814 | -92.4582 | Prairie Lakes Park | Cedar Falls | IA | 50613 | Black Hawk | MRO | MISO | Midcontinent Independent Transmission System Operator, Inc.. | Solar | Solar Photovoltaic | 1 | 1 | 1.5 | 1.5 | 1.5 | NR | IPP Non-CHP | 480 | Q |  |  |  |  | 2 | [6 empty] | 2016
62323 | PJM | Macy's MD Joppa Solar Project | 61821 | Northstar Macy's Maryland 2015, LLC | 39.4475 | -76.3209 | 3300 Fashion Way | Joppa | MD | 21085 | Harford | RFC | PJM | PJM Interconnection, LLC | Solar | Solar Photovoltaic | 1 | MMDJ | 1.8 | 1.8 | 1.8 | NR | Commercial Non-CHP | 0.48 | Q |  |  |  |  | 2.3 | [6 empty] | 2016
62325 | PJM | 46 Meadowlands Parkway | 60268 | Hartz Solar, LLC | 40.7898 | -74.0715 | 46 Meadowlands Parkway | Secaucus | NJ | 7094 | Hudson | RFC | PJM | PJM Interconnection, LLC | Solar | Solar Photovoltaic | 1 | 1 | 1.5 | 1.5 | 1.2 | NR | Commercial Non-CHP | 0.48 | COM |  |  |  |  | 2 | [6 empty] | 2018
62326 | PJM | 77 Metro Way | 60268 | Hartz Solar, LLC | 40.7705 | -74.0722 | 77 Metro Way | Secaucus | NJ | 7094 | Hudson | RFC | PJM | PJM Interconnection, LLC | Solar | Solar Photovoltaic | 1 | 1 | 1 | 1 | 0.7 | NR | Commercial Non-CHP | 0.48 | COM |  |  |  |  | 1.2 | [6 empty] | 2018
62327 | PJM | Synergen Panorama, LLC CSG | 60281 | Altus Power America Management, LLC | 38.7721 | -76.9734 | 2301 Tucker Road | Fort Washington | MD | 20744 | Prince Georges | RFC | PJM | PJM Interconnection, LLC | Solar | Solar Photovoltaic | 1 | SP | 5 | 5 | 5 | NR | IPP Non-CHP | 13.2 | Q |  |  |  |  | 6.6 | [6 empty] | 2019
62328 | PJM | Mill Pond Solar, LLC | 60025 | Greenbacker Renewable Energy Corporation | 35.8294 | -76.7908 | 1196 Mill Pond Rd | Jamesville | NC | 27846 | Martin | SERC | PJM | PJM Interconnection, LLC | Solar | Solar Photovoltaic | 1 | MLLPD | 5 | 5 | 5 | NR | IPP Non-CHP | 34.5 | Q |  |  |  |  | 7.4 | Y | [5 empty] | 2019
62329 | PJM | Jamesville Road Solar, LLC | 60025 | Greenbacker Renewable Energy Corporation | 35.8454 | -76.8015 | 1923 Pulp Mill Road | Jamesville | NC | 27846 | Martin | SERC | PJM | PJM Interconnection, LLC | Solar | Solar Photovoltaic | 1 | JMVLR | 5 | 5 | 5 | NR | IPP Non-CHP | 34.5 | Q |  |  |  |  | 7.2 | Y | [5 empty] | 2019
62330 | PJM | Camden Dam Solar, LLC | 60025 | Greenbacker Renewable Energy Corporation | 36.3118 | -76.1258 | 110 N Mill Dam Road | Camden | NC | 27921 | Camden | SERC | PJM | PJM Interconnection, LLC | Solar | Solar Photovoltaic | 1 | CMDND | 5 | 5 | 5 | NR | IPP Non-CHP | 34.5 | Q |  |  |  |  | 7.2 | Y | [5 empty] | 2019
62331 | PJM | Sol Phoenix | 60025 | Greenbacker Renewable Energy Corporation | 38.85 | -76.95 | 513 Rollins Avenue | Capitol Heights | MD | 20743 | Prince Georges | RFC | PJM | PJM Interconnection, LLC | Solar | Solar Photovoltaic | 1 | SOLPH | 2.5 | 2.5 | 2.5 | NR | IPP Non-CHP | 13 | Q |  |  |  |  | 3.1 | [6 empty] | 2020
62332 | PJM | Blue Star | 60025 | Greenbacker Renewable Energy Corporation | 39.35 | -75.85 | 12213 Galena Road | Massey | MD | 21650 | Kent | RFC | PJM | PJM Interconnection, LLC | Solar | Solar Photovoltaic | 1 | BLUES | 7.5 | 7.5 | 7.5 | NR | IPP Non-CHP | 24.9 | Q |  |  |  |  | 7.8 | Y | [5 empty] | 2020
62333 | SPP | Polk County Renewables, LLC | 61845 | Polk County Renewables, LLC | 41.1653 | -97.5702 | 12908 N Rd | Osceola | NE | 68651 | Polk | MRO | SWPP | Southwest Power Pool | Wind | Onshore Wind Turbine | 1 | T-1 | 2.5 | 2.5 | 2.5 | NR | IPP Non-CHP | 34.5 | Q |  | 1 | GE | 292 | [7 empty] | 2018
62335 | MISO | USS Centerfield Solar CSG | 60531 | Standard Solar | 44.529 | -93.348 | 4347 40th Street W | Webster | MN | 55088 | Rice | MRO | MISO | Midcontinent Independent Transmission System Operator, Inc.. | Solar | Solar Photovoltaic | 1 | USCEN | 1 | 1 | 1 | NR | IPP Non-CHP | 34.5 | Q |  |  |  |  | 1.4 | Y | [5 empty] | 2019
62336 | MISO | USS Webster Solar CSG | 60531 | Standard Solar | 44.529 | -93.395 | 6647 40th Street W | Webster | MN | 55088 | Rice | MRO | MISO | Midcontinent Independent Transmission System Operator, Inc.. | Solar | Solar Photovoltaic | 1 | USWEB | 1 | 1 | 1 | NR | IPP Non-CHP | 34.5 | Q |  |  |  |  | 1.4 | Y | [5 empty] | 2019
62337 | MISO | USS Lake Patterson Solar CSG | 60531 | Standard Solar | 44.839 | -93.888 | 9100 Highway 25 North | Cologne | MN | 55322 | Carver | MRO | MISO | Midcontinent Independent Transmission System Operator, Inc.. | Solar | Solar Photovoltaic | 1 | USLP | 1 | 1 | 1 | NR | IPP Non-CHP | 34.5 | Q |  |  |  |  | 1.4 | Y | [5 empty] | 2019
62339 | MISO | USS Kost Trail Solar CSG | 60531 | Standard Solar | 45.468 | -92.872 | 37170 Kost Trail | North Branch | MN | 55056 | Chisago | MRO | MISO | Midcontinent Independent Transmission System Operator, Inc.. | Solar | Solar Photovoltaic | 1 | USSKT | 1 | 1 | 1 | NR | IPP Non-CHP | 34.5 | Q |  |  |  |  | 1.4 | Y | [5 empty] | 2019
62340 | PJM | Aulander Holloman Solar, LLC | 61838 | Aulander Holloman Solar, LLC | 36.2912 | -77.0666 | 208 Joe Holloman Road | Aulander | NC | 27805 | Hertford | SERC | PJM | PJM Interconnection, LLC | Solar | Solar Photovoltaic | 1 | HOLLO | 80 | 99.9 | 99.9 | NR | IPP Non-CHP | 230 | Q |  |  |  |  | 125 | Y | [5 empty] | 2018
62355 | PJM | IKEA Norfolk Rooftop PV System | 57389 | IKEA Property Inc | 36.8759 | -76.2009 | 1500 IKEA Way | Norfolk | VA | 23502 | Norfolk City | SERC | PJM | PJM Interconnection, LLC | Solar | Solar Photovoltaic | 1 | 569PV | 0.9 | 0.94 | 0.94 | NR | Commercial Non-CHP | 0.48 | COM |  |  |  |  | 1.26 | [6 empty] | 2019
62358 | MISO | USS King 2 CSG | 60531 | Standard Solar | 44.848 | -93.846 | 12695 County Road 32 | Waconia | MN | 55382 | Carver | MRO | MISO | Midcontinent Independent Transmission System Operator, Inc.. | Solar | Solar Photovoltaic | 1 | USK12 | 1 | 1 | 1 | NR | IPP Non-CHP | 34.5 | Q |  |  |  |  | 1.4 | Y | [5 empty] | 2019
62359 | MISO | USS Eggo Solar CSG | 60531 | Standard Solar | 44.72 | -93.788 | 15615 County Road 53 | Cologne | MN | 55322 | Carver | MRO | MISO | Midcontinent Independent Transmission System Operator, Inc.. | Solar | Solar Photovoltaic | 1 | USEGG | 1 | 1 | 1 | NR | IPP Non-CHP | 34.5 | Q |  |  |  |  | 1.4 | Y | [5 empty] | 2019
62360 | MISO | USS DVL Solar CSG | 60531 | Standard Solar | 44.818 | -93.785 | 10289 102nd Street | Waconia | MN | 55387 | Carver | MRO | MISO | Midcontinent Independent Transmission System Operator, Inc.. | Solar | Solar Photovoltaic | 1 | USDVL | 1 | 1 | 1 | NR | IPP Non-CHP | 34.5 | Q |  |  |  |  | 1.4 | Y | [5 empty] | 2019
62364 | MISO | Nobles 2 Wind Project | 61890 | Nobles 2 Power Partners, LLC | 43.7896 | -95.8528 | 20057 140th Street | Wilmont | MN | 56185 | Nobles | MRO | MISO | Midcontinent Independent Transmission System Operator, Inc.. | Wind | Onshore Wind Turbine | 1 | WT1 | 250 | 250 | 250 | NR | IPP Non-CHP | 115 | Q |  | 74 | Vestas | 269 | [7 empty] | 2020
62365 | MISO | Wright Kirby 1-5 CSG | 60531 | Standard Solar | 45.259 | -93.791 | 7505 Eisele Avenue NE | Monticello | MN | 55362 | Wright | MRO | MISO | Midcontinent Independent Transmission System Operator, Inc.. | Solar | Solar Photovoltaic | 5 | WK1; WK2; WK3; WK4; WK5 | 5 | 5 | 5 | NR | IPP Non-CHP | 34.5 | Q |  |  |  |  | 7 | Y | [5 empty] | 2019
62373 | WECC | I25 Battery Storage | 19499 | United Power, Inc | 40.1403 | -104.978 | 9586 E I25 Frontage Rd | Longmont | CO | 80504 | Weld | WECC | WACM | Western Area Power Administration - Rocky Mountain Region | Battery | Batteries | 1 | I25BA | 4 | 4 | 4 | RE | Electric Utility | 13.2 | C | [7 empty] | 16 | 4 | 4 | LIB | 2018
62374 | PJM | JBAB - Washington DC | 61907 | JBAB Solar I, LLC. | 38.8527 | -77.0093 | 34 South Capitol Street | Washington | DC | 20373 | District of Columbia | RFC | PJM | PJM Interconnection, LLC | Solar | Solar Photovoltaic | 1 | PV1 | 5.9 | 5.9 | 5.9 | NR | IPP Non-CHP | 0.48 | Q |  |  |  |  | 7 | [6 empty] | 2019
62376 | WECC | Grazing Yak Solar | 61912 | Grazing Yak Solar, LLC | 38.9778 | -104.2527 | 31275 Washington Road | Calhan | CO | 80808 | El Paso | WECC | WACM | Western Area Power Administration - Rocky Mountain Region | Solar | Solar Photovoltaic | 1 | PV1 | 35 | 35 | 35 | NR | IPP Non-CHP | 34.5 | Q |  |  |  |  | 47.3 | Y | [5 empty] | 2019
62378 | WECC | CFW Solar X LLC - Vaughn | 61980 | Valta Energy | 34.2774 | -118.4298 | 13571 Vaughn Street | San Fernando | CA | 91340 | Los Angeles | WECC | LDWP | Los Angeles Department of Water and Power | Solar | Solar Photovoltaic | 1 | VSCFW | 1.6 | 1.6 | 1.6 | NR | IPP Non-CHP | 34.5 | Q |  |  |  |  | 2.2 | [6 empty] | 2018
62379 | WECC | Spanish Peaks Solar | 64783 | Spanish Peaks Solar LLC | 37.378 | -104.475 | TBD | Trinidad | CO | 81082 | Las Animas | WECC | PSCO | Public Service Company of Colorado | Solar | Solar Photovoltaic | 1 | 47301 | 140 | 140 | 140 | NR | IPP Non-CHP | 230 | Q |  |  |  |  | 149 | Y | [5 empty] | 2024 | 2058
62380 | MISO | Emmons-Logan Wind, LLC | 61915 | Emmons-Logan Wind, LLC | 46.373 | -100.0511 | TBD | Linton | ND | 58552 | Emmons | MRO | MISO | Midcontinent Independent Transmission System Operator, Inc.. | Wind | Onshore Wind Turbine | 1 | ELLLC | 200 | 200 | 200 | NR | IPP Non-CHP | 230 | Q |  | 123 | GE | 315 | [7 empty] | 2019
62399 | WECC | Sage Solar I-III | 61934 | CI III VK I TE Partnership LLC | 41.77 | -111.06 | UT 30 | Randolph | UT | 84064 | Rich | WECC | PACE | PacifiCorp - East | Solar | Solar Photovoltaic | 1 | 77778 | 57.6 | 57.6 | 57.6 | NR | IPP Non-CHP | 69 | Q |  |  |  |  | 76.3 | Y | [5 empty] | 2019
62405 | PJM | UMCES Ground Mount | 60531 | Standard Solar | 38.5831 | -76.1347 | 2020 Horns Point Rd | Cambridge | MD | 21613 | Dorchester | RFC | PJM | PJM Interconnection, LLC | Solar | Solar Photovoltaic | 1 | X0009 | 2 | 2 | 2 | NR | IPP Non-CHP | 0.48 | Q |  |  |  |  | 2.7 | [6 empty] | 2018
62406 | WECC | City of Gallup Solar | 60531 | Standard Solar | 35.5224 | -108.7788 | 300 Allison Road | Gallup | NM | 87301 | McKinley | WECC | PNM | Public Service Company of New Mexico | Solar | Solar Photovoltaic | 1 | X0022 | 8 | 8 | 8 | NR | IPP Non-CHP | 15 | Q |  |  |  |  | 9.8 | Y | [5 empty] | 2018
62407 | PJM | Anne Arundel County Public Schools | 60531 | Standard Solar | 39.1373 | -76.498 | 9034 Fort Smallwood Rd | Pasadena | MD | 20841 | Anne Arundel | RFC | PJM | PJM Interconnection, LLC | Solar | Solar Photovoltaic | 1 | X0001 | 1 | 1 | 1 | NR | IPP Non-CHP | 13.2 | Q |  |  |  |  | 1.4 | [6 empty] | 2017
62408 | PJM | Fort Indiantown Gap | 60531 | Standard Solar | 40.4276 | -76.5731 | Service RD | Annville | PA | 17003 | Lebanon | RFC | PJM | PJM Interconnection, LLC | Solar | Solar Photovoltaic | 1 | X0028 | 3 | 3 | 3 | NR | IPP Non-CHP | 0.48 | Q |  |  |  |  | 4.4 | Y | [5 empty] | 2019
62414 | MISO | Lady Slipper Solar Array CSG | 60571 | AEP Onsite Partners, LLC | 44.5544 | -92.6617 | 6380 Leeson Ln | Red Wing | MN | 55066 | Goodhue | MRO | MISO | Midcontinent Independent Transmission System Operator, Inc.. | Solar | Solar Photovoltaic | 1 | PV1 | 4.5 | 4.5 | 4.5 | NR | IPP Non-CHP | 12.47 | Q |  |  |  |  | 6.3 | Y | [5 empty] | 2019
62418 | WECC | Verwey-Hanford Dairy Digester #2 | 61952 | Hanford Renewable Energy LLC | 36.1852 | -119.6815 | 19765 13th Avenue | Hanford | CA | 93239 | Kings | WECC | CISO | California Independent System Operator | Other | Other Waste Biomass | 1 | 4 | 1 | 1 | 1 | NR | Industrial Non-CHP | 12.4 | COM | [11 empty] | 2019
62419 | WECC | Verwey-Hanford Dairy Digester #3 | 61952 | Hanford Renewable Energy LLC | 36.1852 | -119.6815 | 19765 13th Avenue | Hanford | CA | 92329 | Kings | WECC | CISO | California Independent System Operator | Other | Other Waste Biomass | 1 | 4 | 1 | 1 | 1 | NR | Industrial Non-CHP | 12.4 | COM | [11 empty] | 2019
62420 | MISO | Prairie State Solar Project | 61946 | Prairie State Solar, LLC | 38.2083 | -89.5792 | Aster Road | Swanwick Township | IL | 62237 | Perry | SERC | MISO | Midcontinent Independent Transmission System Operator, Inc.. | Solar | Solar Photovoltaic | 1 | PSS01 | 99 | 99 | 99 | NR | IPP Non-CHP | 138 | Q |  |  |  |  | 132.3 | Y | [5 empty] | 2021
62422 | MISO | Assembly Solar Project | 61949 | Assembly Solar I, LLC | 43.0227 | -83.9453 | N. Byron Road | Venice Township | MI | 48449 | Shiawassee | RFC | MISO | Midcontinent Independent Transmission System Operator, Inc.. | Solar | Solar Photovoltaic | 1 | ASP01 | 50 | 50 | 50 | NR | IPP Non-CHP | 138 | Q |  |  |  |  | 72 | Y | [5 empty] | 2020
62431 | SPP | Willow Creek Wind Power LLC | 61981 | Willow Creek Wind Power LLC | 44.8259 | -103.2074 | 14162 US HIGHWAY 212 | Newell | SD | 57760 | Butte | MRO | SWPP | Southwest Power Pool | Wind | Onshore Wind Turbine | 1 | 1 | 105 | 103.5 | 103.5 | NR | IPP Non-CHP | 115 | Q |  | 38 | GE | 291 | [7 empty] | 2020
62438 | PJM | Heller 400M | 56997 | Marina Energy LLC | 40.4987 | -74.3878 | 205 Meadow Rd | Edison Township | NJ | 8817 | Middlesex | RFC | PJM | PJM Interconnection, LLC | Solar | Solar Photovoltaic | 3 | A; B; C | 1.2 | 1.14 | 1.14 | NR | IPP Non-CHP | 13.2 | Q | MEADOWRD138 KV T-1 |  |  |  | 1.24 | [6 empty] | 2013 | 2028
62439 | PJM | Owens Corning | 61944 | MN8 Energy LLC | 39.8388 | -75.053 | 300 Somedale Rd | Gloucester Township | NJ | 8083 | Camden | RFC | PJM | PJM Interconnection, LLC | Solar | Solar Photovoltaic | 1 | A | 2.8 | 2.8 | 2.8 | NR | IPP Non-CHP | 13.2 | Q | STRATFOR69 KV |  |  |  | 3.4 | [6 empty] | 2016
62440 | WECC | Techren Solar V | 61954 | Techren Solar V LLC | 35.8997 | -114.9262 | 15103 Highway US 95 South | Boulder | NV | 89005 | Clark | WECC | NEVP | Nevada Power Company | Solar | Solar Photovoltaic | 1 | TECH5 | 50 | 50 | 50 | NR | IPP Non-CHP | 230 | Q |  |  |  |  | 65 | Y | [5 empty] | 2020
62441 | WECC | Kearny Mesa Storage LLC | 61957 | Kearny Mesa Storage LLC | 32.8153 | -117.1261 | 4200 Ruffin Road | San Diego | CA | 92123 | San Diego | WECC | CISO | California Independent System Operator | Battery | Batteries | 1 | U1 | 1 | 1 | 1 | NR | IPP Non-CHP | 12 | Q | [7 empty] | 1 | 1 | 1 | LIB | 2020
62442 | MISO | Lake Region Community Hybrid, LLC | 61893 | Lake Region Community Hybrid, LLC | 46.5051 | -96.1573 | 37462 150th Ave | Rothsay | MN | 56579 | Otter Tail | MRO | MISO | Midcontinent Independent Transmission System Operator, Inc.. | Mixed | Onshore Wind Turbine; Solar Photovoltaic | 2 | LRCH; LRCHS | 2.5 | 2.5 | 2.5 | NR | IPP Non-CHP | 12.5 | Q |  | 1 | GE | 262 | 0.5 | [6 empty] | 2018
62444 | PJM | Meyersdale Battery | 61728 | GlidePath Power Operations LLC | 39.8282 | -79.0198 | 463 Suder Rd | Meyersdale | PA | 15552 | Somerset | RFC | PJM | PJM Interconnection, LLC | Battery | Batteries | 1 | BMY | 18 | 18 | 18 | NR | IPP Non-CHP | 138 | Q | Meyersda34.5 KV Meyersbs | [6 empty] | 12.1 | 18 | 18 | LIB | 2015
62445 | WECC | Busch Ranch II Wind Farm | 61973 | Black Hills Electric Generation LLC | 37.7664 | -104.4295 | 2573 CR 130 | Walsenburg | CO | 81089 | Huerfano | WECC | PSCO | Public Service Company of Colorado | Wind | Onshore Wind Turbine | 1 | WT | 59.4 | 59.4 | 59.4 | NR | IPP Non-CHP | 115 | Q |  | 27 | Vestas | 263 | [7 empty] | 2019
62451 | MISO | Rantoul Solar | 61969 | Altorfer Inc. | 40.2867 | -88.1328 | 1448 Titan Drive | Rantoul | IL | 61866 | Champaign | SERC | MISO | Midcontinent Independent Transmission System Operator, Inc.. | Solar | Solar Photovoltaic | 1 | RANTL | 2 | 2 | 2 | NR | IPP Non-CHP | 0.48 | IND |  |  |  |  | 2.2 | [6 empty] | 2016
62454 | PJM | Lakewood Cheddar School | 61944 | MN8 Energy LLC | 40.0709 | -74.1808 | 725 Vassar Ave | Lakewood | NJ | 8701 | Ocean | RFC | PJM | PJM Interconnection, LLC | Solar | Solar Photovoltaic | 1 | 1 | 1 | 1 | 1 | NR | IPP Non-CHP | 12.47 | Q |  |  |  |  | 1.1 | [6 empty] | 2013
62458 | WECC | Ratkovich Alhambra | 57128 | Bloom Energy | 34.0814 | -118.1519 | 1000 Fremont Ave | Alhambra | CA | 91803 | Los Angeles | WECC | CISO | California Independent System Operator | Natural Gas | Other Natural Gas | 1 | RAT00 | 1 | 1 | 1 | NR | IPP Non-CHP | 12 | COM | [11 empty] | 2018
62459 | WECC | Micro Santa Clara | 57128 | Bloom Energy | 37.3784 | -121.9 | 782 Ridder Park Drive | San Jose | CA | 95131 | Santa Clara | WECC | CISO | California Independent System Operator | Natural Gas | Other Natural Gas | 1 | SMC01 | 3 | 3 | 3 | NR | IPP Non-CHP | 12 | COM | [11 empty] | 2018
62460 | WECC | DESI-2 Battery Storage Facility | 17609 | Southern California Edison Co | 33.7357 | -117.9153 | 3439 W. MacArthur Blvd. | Sant Ana | CA | 92704 | Orange | WECC | CISO | California Independent System Operator | Battery | Batteries | 1 | DESI2 | 1.4 | 1.4 | 1.4 | RE | Electric Utility | 66 | I | [7 empty] | 3.7 | 1.4 | 1.4 | LIB | 2019
62461 | MISO | Farmers Electric Cooperative - Kalona | 6168 | Farmers Electric Coop - (IA) | 41.5667 | -91.7367 | 1959 Yoder Ave. SW | Kalona | IA | 52247 | Johnson | MRO | MISO | Midcontinent Independent Transmission System Operator, Inc.. | Petroleum | Petroleum Liquids | 3 | 1; 2; 3 | 6 | 6 | 6 | RE | Electric Utility | 34.5 | C | AMIL.IOW_AFRYT | [10 empty] | 2001
62463 | WECC | Little Bear 3 | 65900 | Little Bear Solar 3, LLC (Longroad) | 36.716 | -120.415 | 35301 W California Avenue | Mendota | CA | 93640 | Fresno | WECC | CISO | California Independent System Operator | Solar | Solar Photovoltaic | 1 | GEN01 | 20 | 20 | 20 | NR | IPP Non-CHP | 115 | Q |  |  |  |  | 27.5 | Y | [5 empty] | 2020
62464 | WECC | Little Bear 4 | 65903 | Little Bear Solar 4, LLC (Longroad) | 36.716 | -120.415 | 35301 W California Avenue | Mendota | CA | 93640 | Fresno | WECC | CISO | California Independent System Operator | Solar | Solar Photovoltaic | 1 | GEN01 | 50 | 50 | 50 | NR | IPP Non-CHP | 115 | Q |  |  |  |  | 65.3 | Y | [5 empty] | 2020
62465 | WECC | Little Bear 5 | 65904 | Little Bear Solar 5, LLC (Longroad) | 36.716 | -120.415 | 35301 W California Avenue | Mendota | CA | 93640 | Fresno | WECC | CISO | California Independent System Operator | Solar | Solar Photovoltaic | 1 | GEN01 | 50 | 50 | 50 | NR | IPP Non-CHP | 115 | Q |  |  |  |  | 68.9 | Y | [5 empty] | 2020
62467 | WECC | Vista Solar Energy Center | 59300 | PNM Resources | 34.741 | -106.655 | 120 Bonita Vista Blvd. | Los Lunas | NM | 87031 | Valencia | WECC | PNM | Public Service Company of New Mexico | Solar | Solar Photovoltaic | 1 | VISTA | 10 | 10 | 8.2 | RE | Electric Utility | 12.47 | I |  |  |  |  | 12.8 | Y | [5 empty] | 2019
62469 | WECC | Cove Mountain Solar | 62802 | Cove Mountain Solar LLC | 37.6231 | -113.6192 | TBD | Beryl | UT | 84714 | Iron | WECC | PACE | PacifiCorp - East | Solar | Solar Photovoltaic | 1 | GEN01 | 58 | 58 | 58 | NR | IPP Non-CHP | 138 | Q |  |  |  |  | 74.3 | Y | [5 empty] | 2020
62470 | WECC | Cove Mountain Solar 2 | 62803 | Cove Mountain Solar 2 LLC | 37.6386 | -113.6371 | TBD | Beryl | UT | 84714 | Iron | WECC | PACE | PacifiCorp - East | Solar | Solar Photovoltaic | 1 | GEN01 | 122 | 122 | 122 | NR | IPP Non-CHP | 138 | Q |  |  |  |  | 156.3 | Y | [5 empty] | 2020
62475 | SPP | Kings Point Wind Energy Center | 5860 | Empire District Electric Co | 37.2699 | -94.0527 | 1136 Lawrence 1000 Lockwood, | Golden City | MO | 64748 | Lawrence | MRO | SWPP | Southwest Power Pool | Wind | Onshore Wind Turbine | 1 | KPW1 | 149.4 | 145.6 | 145.6 | RE | Electric Utility | 161 | I | EDE.KINGSPOINT | 69 | Vestas | 400 | [7 empty] | 2021
62478 | SPP | North Fork Ridge Wind Energy Center | 5860 | Empire District Electric Co | 37.39 | -94.5103 | 793 SW 115th LN | Mindenmines | MO | 64769 | Barton | MRO | SWPP | Southwest Power Pool | Wind | Onshore Wind Turbine | 1 | NFRW1 | 149.4 | 145.5 | 145.5 | RE | Electric Utility | 161 | I | EDE.NORTHFORK | 69 | Vestas | 400 | [7 empty] | 2020
62481 | SPP | Neosho Ridge Wind Energy Center | 5860 | Empire District Electric Co | 37.4854 | -95.3767 | 9084 70th Road Galesburg | Galesburg | KS | 66740 | Neosho | MRO | SWPP | Southwest Power Pool | Wind | Onshore Wind Turbine | 1 | NRW1 | 301 | 294.4 | 294.4 | RE | Electric Utility | 345 | I | EDE.NEOSHORDGE | 139 | Vestas | 400 | [7 empty] | 2021
62482 | PJM | Beech Ridge II Wind Energy Center | 17650 | Southern Power Co | 38.1122 | -80.6131 | 128 Coleman Road | Rupert | WV | 25984 | Greenbrier | RFC | PJM | PJM Interconnection, LLC | Wind | Onshore Wind Turbine | 1 | GEN1 | 56.2 | 56.2 | 56.2 | NR | IPP Non-CHP | 138 | I |  | 20 | GE | 290.4 | [7 empty] | 2020
62484 | MISO | Crawfordsville 2 Solar Park | 9234 | Indiana Municipal Power Agency | 40.0558 | -86.8884 | 914 Memorial Dr | Crawfordsville | IN | 47933 | Montgomery | RFC | MISO | Midcontinent Independent Transmission System Operator, Inc.. | Solar | Solar Photovoltaic | 1 | SCRA2 | 7.9 | 7.9 | 6.3 | RE | Electric Utility | 13.8 | P |  |  |  |  | 10.4 | Y | [5 empty] | 2019
62485 | MISO | Crawfordsville 3 Solar Park | 9234 | Indiana Municipal Power Agency | 40.0781 | -86.8968 | 2753 N. Concord Rd | Crawfordsville | IN | 47993 | Montgomery | RFC | MISO | Midcontinent Independent Transmission System Operator, Inc.. | Solar | Solar Photovoltaic | 1 | SCRA3 | 4.8 | 4.8 | 3.8 | RE | Electric Utility | 13.8 | P |  |  |  |  | 6.3 | Y | [5 empty] | 2019
62488 | SPP | Prairie Queen Wind Farm | 62010 | Prairie Queen Wind Farm LLC | 37.9788 | -95.2244 | 1699 3400 St. | Moran | KS | 66755 | Allen | MRO | SWPP | Southwest Power Pool | Wind | Onshore Wind Turbine | 1 | WT | 199.3 | 199.3 | 199.3 | NR | IPP Non-CHP | 161 | Q |  | 59 | Gamesa | 115 | [7 empty] | 2019
62489 | WECC | Crossing Trails Wind Power Project LLC. | 61785 | EDP Renewables North America LLC | 39.0466 | -102.8224 | TBD | Seibert | CO | 80834 | Kit Carson | WECC | WACM | Western Area Power Administration - Rocky Mountain Region | Wind | Onshore Wind Turbine | 1 | GEN1 | 104 | 104 | 104 | NR | IPP Non-CHP | 230 | Q |  | 25 | Vestas | 344.4 | [7 empty] | 2021
62492 | PJM | DTE Atlantic, LLC | 63875 | DTE Atlantic, LLC | 39.3733 | -74.4369 | 1077 Absecon Blvd | Atlantic City | NJ | 8401 | Atlantic | RFC | PJM | PJM Interconnection, LLC | Natural Gas | Natural Gas Fired Combustion Turbine | 1 | ACB-1 | 7.5 | 7.1 | 7.8 | NR | IPP Non-CHP | 69 | Q | [11 empty] | 2010
62494 | SPP | Skeleton Creek Energy Center Hybrid | 62023 | Skeleton Creek Energy Center | 36.5214 | -98.0344 | 12613 W Robertson Road | Carrier | OK | 73727 | Garfield | MRO | SWPP | Southwest Power Pool | Wind | Onshore Wind Turbine | 1 | SKC | 250 | 250 | 250 | NR | IPP Non-CHP | 345 | Q |  | 95 | GE | 290 | [7 empty] | 2020
62495 | WECC | Palmer Solar | 65411 | Duke Energy Renewables Services | 38.6299 | -104.6526 | 14230 Solar Power Circle | Fountain | CO | 80817 | El Paso | WECC | WACM | Western Area Power Administration - Rocky Mountain Region | Solar | Solar Photovoltaic | 1 | 20181 | 60 | 60 | 60 | NR | IPP Non-CHP | 230 | Q |  |  |  |  | 81.5 | Y | [5 empty] | 2020
62497 | WECC | Orange County Energy Storage 2 | 61978 | Convergent Energy and Power LP | 33.7155 | -117.8543 | 1312 E Warner Ave | Santa Ana | CA | 92605 | Orange | WECC | CISO | California Independent System Operator | Battery | Batteries | 1 | OCES2 | 9 | 9 | 9 | NR | IPP Non-CHP | 12 | Q | JOHANNA_6_N06 | [6 empty] | 36 | 9 | 9 | LIB | 2021
62499 | WECC | Orange County Energy Storage 3 | 61978 | Convergent Energy and Power LP | 33.7149 | -117.8543 | 1312 E Warner Ave | Santa Ana | CA | 92605 | Orange | WECC | CISO | California Independent System Operator | Battery | Batteries | 1 | OCES3 | 6 | 6 | 6 | NR | IPP Non-CHP | 12 | Q | JOHANNA_6_N07 | [6 empty] | 24 | 6 | 6 | LIB | 2021
62516 | WECC | TB Flats | 14354 | PacifiCorp | 42.1772 | -106.2341 | 2179A Wyoming Highway 487 | Medicine Bow | WY | 82329 | Carbon | WECC | PACE | PacifiCorp - East | Wind | Onshore Wind Turbine | 1 | 1 | 503.2 | 503.2 | 503.2 | RE | Electric Utility | 230 | I |  | 132 | Vestas | 262 | [7 empty] | 2021
62535 | MISO | MSC-Scott01 LLC | 62035 | MSC-Scott01 LLC | 44.6695 | -93.5042 | 19370 Langford Ave | Jordan | MN | 55352 | Scott | MRO | MISO | Midcontinent Independent Transmission System Operator, Inc.. | Solar | Solar Photovoltaic | 1 | 52737 | 1 | 1 | 1 | NR | IPP Non-CHP | 480 | Q |  |  |  |  | 1.5 | Y | [5 empty] | 2019
62536 | MISO | MSC-Chisago01 LLC CSG | 62038 | MSC-Chisago01 LLC | 45.4924 | -92.7879 | 15035 375th Street | Taylors Falls | MN | 55084 | Chisago | MRO | MISO | Midcontinent Independent Transmission System Operator, Inc.. | Solar | Solar Photovoltaic | 1 | 52739 | 1 | 1 | 1 | NR | IPP Non-CHP | 0.48 | Q |  |  |  |  | 1.4 | Y | [5 empty] | 2019
62537 | MISO | MSC-Rice01 LLC CSG | 62039 | MSC-Rice01 LLC | 44.239 | -93.3927 | 24025 Farwell Ave S | Morristown | MN | 55052 | Rice | MRO | MISO | Midcontinent Independent Transmission System Operator, Inc.. | Solar | Solar Photovoltaic | 1 | 52738 | 1 | 1 | 1 | NR | IPP Non-CHP | 0.48 | Q |  |  |  |  | 1.5 | Y | [5 empty] | 2019
62538 | MISO | MSC-Chisago02 LLC | 62037 | MSC-Chisago02 LLC | 45.4878 | -92.7755 | 37235 Quinlan Ave | Taylors Falls | MN | 55084 | Chisago | MRO | MISO | Midcontinent Independent Transmission System Operator, Inc.. | Solar | Solar Photovoltaic | 1 | 52740 | 1 | 1 | 1 | NR | IPP Non-CHP | 480 | Q |  |  |  |  | 1.5 | Y | [5 empty] | 2019
62544 | PJM | Wilkinson Solar LLC | 58468 | Dominion Renewable Energy | 35.5968 | -76.7638 | 2230 Terra Ceia Rd. | Pantego | NC | 27860 | Beaufort | SERC | PJM | PJM Interconnection, LLC | Solar | Solar Photovoltaic | 1 | GEN1 | 80.6 | 80.6 | 80.6 | NR | IPP Non-CHP | 115 | I |  |  |  |  | 95.9 | Y | [5 empty] | 2019
62545 | WECC | Renew Solar ABC Sacramento LLC | 60025 | Greenbacker Renewable Energy Corporation | 38.3995 | -121.2932 | 1325 Striker Avenue | Sacramento | CA | 95834 | Sacramento | WECC | BANC | Balancing Authority of Northern California | Solar | Solar Photovoltaic | 1 | SACRA | 1.7 | 1.7 | 1.7 | NR | IPP Non-CHP | 480 | Q |  |  |  |  | 2.3 | [6 empty] | 2020
62546 | WECC | Almond | 62048 | Westlands Almond LLC | 36.2122 | -119.91 | Avenal Cutoff Road at 25th Ave | Lemoore | CA | 93245 | Kings | WECC | CISO | California Independent System Operator | Solar | Solar Photovoltaic | 1 | ALMND | 19.9 | 19.9 | 19.9 | NR | IPP Non-CHP | 70 | Q |  |  |  |  | 26 | Y | [5 empty] | 2023
62547 | WECC | Aquamarine | 62049 | Aquamarine Westside LLC | 36.1897 | -119.9042 | TBD | Lemoore | CA | 93266 | Kings | WECC | CISO | California Independent System Operator | Solar | Solar Photovoltaic | 1 | AQUAM | 250 | 250 | 250 | NR | IPP Non-CHP | 230 | Q | AQUAWS_7_N002 |  |  |  | 325 | Y | [5 empty] | 2021
62560 | WECC | Airport Solar | 62051 | Airport Solar LLC | 42.1702 | -120.4023 | 17819 Airport Road | Lakeview | OR | 97630 | Lake | WECC | PACW | PacifiCorp - West | Solar | Solar Photovoltaic | 1 | APS | 47.3 | 47.3 | 47.3 | NR | IPP Non-CHP | 115 | Q |  |  |  |  | 61 | Y | [5 empty] | 2019
62563 | MISO | High Prairie Wind Farm | 19436 | Union Electric Co - (MO) | 40.3982 | -92.5186 | State Hwy E | Queen City | MO | 63561 | Schuyler | SERC | MISO | Midcontinent Independent Transmission System Operator, Inc.. | Wind | Onshore Wind Turbine | 1 | HPWF | 400 | 375.5 | 385.4 | RE | Electric Utility | 345 | I | AMMO.UE | 175 | Vestas | 301 | [7 empty] | 2020
62564 | WECC | Elkhorn Battery Energy Storage System | 14328 | Pacific Gas & Electric Co. | 36.808 | -121.7818 | State Highway 1 at Dolan Road | Moss Landing | CA | 95039 | Monterey | WECC | CISO | California Independent System Operator | Battery | Batteries | 1 | ELKHO | 182.5 | 182.5 | 182.5 | RE | Electric Utility | 115 | I | [7 empty] | 730 | 182.5 | 182.5 | LIB | 2022
62565 | PJM | Hill Top Energy Center, LLC | 62064 | Hill Top Energy Center, LLC | 39.8942 | -79.9382 | 278 Thomas Rd | Carmichaels | PA | 15320 | Greene | RFC | PJM | PJM Interconnection, LLC | Natural Gas | Natural Gas Fired Combined Cycle | 1 | GEN1 | 664.7 | 621.6 | 623.7 | NR | IPP Non-CHP | 500 | Q | Greene County CC | [10 empty] | 2021
62569 | MISO | Knoxville Battery Energy Storage | 12341 | MidAmerican Energy Co | 41.316 | -93.061 | 307 S. Godfrey Lane | Knoxville | IA | 50138 | Marion | MRO | MISO | Midcontinent Independent Transmission System Operator, Inc.. | Battery | Batteries | 1 | ES1 | 1.1 | 1.1 | 1.1 | RE | Electric Utility | 13.2 | I | [7 empty] | 4 | 1.1 | 1.1 | LIB | 2018
62571 | WECC | Disney Prospect | 57128 | Bloom Energy | 34.0834 | -118.4338 | 4151 Prospect Ave | Los Angeles | CA | 90027 | Los Angeles | WECC | LDWP | Los Angeles Department of Water and Power | Natural Gas | Other Natural Gas | 1 | DSY01 | 1 | 1 | 1 | NR | IPP Non-CHP | 34.5 | COM | [11 empty] | 2017
62573 | WECC | ATT Kelvin | 57128 | Bloom Energy | 33.6847 | -117.8368 | 2681 Kelvin Ave | Irvine | CA | 92614 | Orange | WECC | CISO | California Independent System Operator | Natural Gas | Other Natural Gas | 1 | ATT56 | 1 | 1 | 1 | NR | IPP Non-CHP | 12 | COM | [11 empty] | 2017
62574 | WECC | ATT Van Nyus | 57128 | Bloom Energy | 34.1963 | -118.4482 | 6290 - 6930 Van Nyus Blvd | Van Nuys | CA | 91405 | Los Angeles | WECC | LDWP | Los Angeles Department of Water and Power | Natural Gas | Other Natural Gas | 1 | ATT93 | 1 | 1 | 1 | NR | IPP Non-CHP | 12 | COM | [11 empty] | 2017
62575 | WECC | FLEX Gibraltar | 57128 | Bloom Energy | 37.4173 | -121.8941 | 1077 Gibraltar Drive | Milpitas | CA | 95035 | Santa Clara | WECC | CISO | California Independent System Operator | Natural Gas | Other Natural Gas | 1 | FLX01 | 1.5 | 1.5 | 1.5 | NR | IPP Non-CHP | 12 | COM | [11 empty] | 2017
62578 | WECC | Preferred Freezer San Leandro | 62067 | Powerflex | 37.712 | -122.1507 | 400 Polar Way | San Leandro | CA | 94577 | Alameda | WECC | CISO | California Independent System Operator | Solar | Solar Photovoltaic | 1 | SLPV1 | 2 | 2 | 2 | NR | Commercial Non-CHP | 0.48 | COM |  |  |  |  | 2.6 | [6 empty] | 2017
62586 | PJM | DG Florham Park Solar LLC | 62084 | DG Florham Park Solar LLC | 40.7778 | -74.4272 | 100 Park Ave | Florham Park | NJ | 7932 | Morris | RFC | PJM | PJM Interconnection, LLC | Solar | Solar Photovoltaic | 1 | BASF | 2 | 2 | 2 | NR | IPP Non-CHP | 12.47 | Q |  |  |  |  | 2.6 | [6 empty] | 2019
62590 | SPP | Wolf Creek Generator | 63286 | 4 Rivers Electric Cooperative, Inc. | 38.2743 | -95.684 | 1715 Oxen Road NE | Burlington | KS | 66839 | Coffey | MRO | SWPP | Southwest Power Pool | Petroleum | Petroleum Liquids | 1 | WOLF | 1 | 1 | 1 | RE | Electric Utility | 12.47 | C | [11 empty] | 2014
62591 | WECC | Ekola Flats | 14354 | PacifiCorp | 41.9324 | -106.3584 | 2831B US Highway 30 | Hanna | WY | 82327 | Carbon | WECC | PACE | PacifiCorp - East | Wind | Onshore Wind Turbine | 1 | 1 | 250.9 | 250.9 | 250.9 | RE | Electric Utility | 230 | I |  | 63 | Vestas | 269 | [7 empty] | 2020
62592 | PJM | Headwaters Wind Farm II LLC | 61785 | EDP Renewables North America LLC | 40.0517 | -85.2067 | 7680 S 1200W | Losanville | IN | 47354 | Randolph | RFC | PJM | PJM Interconnection, LLC | Wind | Onshore Wind Turbine | 1 | HWII | 200 | 200 | 200 | NR | IPP Non-CHP | 345 | Q |  | 52 | Vestas | 244.4 | [7 empty] | 2021
62597 | WECC | Rio De Oro Solar Energy Center | 59300 | PNM Resources | 34.692 | -106.688 | 665 Manzano Expressway | Belen | NM | 87002 | Valencia | WECC | PNM | Public Service Company of New Mexico | Solar | Solar Photovoltaic | 1 | RDO | 10 | 10 | 8.2 | RE | Electric Utility | 12.47 | I |  |  |  |  | 12.5 | Y | [5 empty] | 2019
62598 | PJM | Connell East LLC | 62095 | Connell East LLC. | 40.667 | -74.4078 | 50 Connell Dr. | Berkeley Heights | NJ | 7922 | Union | RFC | PJM | PJM Interconnection, LLC | Solar | Solar Photovoltaic | 1 | LOREA | 1.4 | 1.4 | 1.4 | NR | Commercial Non-CHP | 13.2 | COM |  |  |  |  | 1.5 | [6 empty] | 2013
62606 | PJM | Whitney Hill Wind Power LLC | 62103 | Whitney Hill Wind Power LLC | 39.929 | -89.19 | 245 1500th Ave | Mt.Pulaski | IL | 62548 | Logan | SERC | PJM | PJM Interconnection, LLC | Wind | Onshore Wind Turbine | 1 | WTHWP | 65 | 65 | 65 | NR | IPP Non-CHP | 345 | Q |  | 24 | GE | 416 | [7 empty] | 2020
62607 | MISO | Bloomfield Municipal Utilities Solar | 60571 | AEP Onsite Partners, LLC | 40.75 | -92.45 | 20763 Old Highway 2 | Bloomfield | IA | 52537 | Davis | MRO | MISO | Midcontinent Independent Transmission System Operator, Inc.. | Solar | Solar Photovoltaic | 1 | PV | 1.6 | 1.6 | 1.6 | NR | IPP Non-CHP | 4.16 | Q |  |  |  |  | 1.8 | Y | [5 empty] | 2019
62611 | WECC | PFMG Solar Grossmont Helix LLC | 60281 | Altus Power America Management, LLC | 32.7533 | -117.0352 | 7323 University Ave | La Mesa | CA | 91942 | San Diego | WECC | CISO | California Independent System Operator | Solar | Solar Photovoltaic | 1 | HELIX | 1.2 | 1.2 | 1.2 | NR | IPP Non-CHP | 0.48 | Q |  |  |  |  | 1.4 | [6 empty] | 2018
62612 | PJM | USAA Black Bear Energy | 62067 | Powerflex | 40.3136 | -74.4847 | 324 Half Acre Road | Cranbury | NJ | 8512 | Middlesex | RFC | PJM | PJM Interconnection, LLC | Solar | Solar Photovoltaic | 1 | USBC1 | 1.9 | 1.9 | 1.9 | NR | IPP Non-CHP | 0.48 | COM |  |  |  |  | 2.5 | [6 empty] | 2018
62616 | PJM | CCG Marketing | 62067 | Powerflex | 40.8593 | -74.303 | 14 Henderson Drive | West Caldwell | NJ | 7006 | Essex | RFC | PJM | PJM Interconnection, LLC | Solar | Solar Photovoltaic | 1 | CCGWC | 1.5 | 1.5 | 1.5 | NR | IPP Non-CHP | 0.48 | COM |  |  |  |  | 2 | [6 empty] | 2018
62617 | MISO | Searcy Solar Hybrid | 62109 | Searcy Solar, LLC | 35.233 | -91.69 | TBD | Searcy | AR | 72143 | White | SERC | MISO | Midcontinent Independent Transmission System Operator, Inc.. | Mixed | Batteries; Solar Photovoltaic | 2 | SEABT; SEARC | 110 | 110 | 110 | RE | Electric Utility | 161 | I |  |  |  |  | 145.2 | Y |  | 30 | 10 | 10 | LIB | 2022
62622 | PJM | Overlook Medical Center | 62112 | Overlook Medical Center | 40.7117 | -74.3542 | 99 Beauvoir Avenue | Summit | NJ | 7901 | Union | RFC | PJM | PJM Interconnection, LLC | Petroleum | Petroleum Liquids | 1 | CHPS3 | 2 | 2 | 2 | NR | Commercial CHP | 335 | COM | [11 empty] | 2012
62628 | PJM | APG Old Bayside | 60584 | Onyx Asset Services Group | 39.499 | -76.1461 | Garden Drive | Aberdeen | MD | 21005 | Harford | RFC | PJM | PJM Interconnection, LLC | Solar | Solar Photovoltaic | 1 | 10115 | 1.7 | 1.7 | 1.7 | NR | IPP Non-CHP | 13.2 | Q |  |  |  |  | 2.4 | [6 empty] | 2018
62629 | PJM | APG New Chesapeake | 60584 | Onyx Asset Services Group | 39.4937 | -76.1467 | McCloskey Road | Aberdeen | MD | 21005 | Harford | RFC | PJM | PJM Interconnection, LLC | Solar | Solar Photovoltaic | 1 | 10115 | 2.3 | 2.3 | 2.3 | NR | IPP Non-CHP | 34.5 | Q |  |  |  |  | 3.3 | [6 empty] | 2018
62637 | PJM | Milford Solar Farm (NJ) LLC | 56990 | NJR Clean Energy Ventures Corporation | 40.615 | -75.1565 | 61 Cyphers Road | Milford Township | NJ | 8848 | Hunterdon | RFC | PJM | PJM Interconnection, LLC | Solar | Solar Photovoltaic | 1 | MILFD | 7.5 | 7.5 | 7.5 | NR | IPP Non-CHP | 34.5 | Q |  |  |  |  | 8.9 | [6 empty] | 2019
62638 | PJM | McCullough Road Solar Farm | 56990 | NJR Clean Energy Ventures Corporation | 40.7576 | -74.9582 | 30 McCullough Road | Washington Township | NJ | 7882 | Warren | RFC | PJM | PJM Interconnection, LLC | Solar | Solar Photovoltaic | 1 | WASHG | 8.8 | 8.8 | 8.8 | NR | IPP Non-CHP | 34.5 | Q |  |  |  |  | 10 | [6 empty] | 2019
62641 | PJM | Morehead Generating Facility | 59170 | North American Biofuels, LLC | 38.191 | -83.544 | 300 Old Phelps Road | Morehead | KY | 40351 | Rowan | SERC | PJM | PJM Interconnection, LLC | Other | Landfill Gas | 1 | M3516 | 1.4 | 1.4 | 1.4 | NR | IPP Non-CHP | 5 | Q | [11 empty] | 2019
62642 | SPP | GE-Lubbock | 58270 | GE Wind Energy LLC | 33.5915 | -102.0569 | 103 Runway Drive | Lubbock | TX | 79416 | Lubbock | MRO | SWPP | Southwest Power Pool | Wind | Onshore Wind Turbine | 3 | GE-P2; GE-P3; GE-P4 | 8.7 | 9.7 | 9.7 | NR | IPP Non-CHP | 690 | Q |  | 3 | GE | 262 | [7 empty] | 2014
62643 | WECC | AZ State University - Tempe Campus Solar | 62083 | Arizona State University FDM | 33.4243 | -111.9282 | 1551 S. Rural Road | Tempe | AZ | 85287 | Maricopa | WECC | AZPS | Arizona Public Service Company | Solar | Solar Photovoltaic | 11 | 20794; 20799; 20971; 20974; 20975; 3365A; 3365B; 3384; 3385; 4202; 91001 | 2.4 | 2.4 | 2.4 | NR | Commercial Non-CHP | 0.48 | COM |  |  |  |  | 2.93 | Y | [5 empty] | 2003
62647 | MISO | MBS Textbook Exchange | 61984 | MBS TextBook Exchange LLC | 38.9572 | -92.3776 | 2711 WEST ASH STR | COLUMBIA | MO | 5203 | Boone | SERC | MISO | Midcontinent Independent Transmission System Operator, Inc.. | Petroleum | Petroleum Liquids | 2 | MBS1; MBS2 | 2 | 2 | 2 | NR | Commercial Non-CHP | 13.7 | COM | [11 empty] | 2008
62649 | WECC | SFDK Solar | 61012 | AES Distributed Energy | 38.1322 | -122.232 | 1001 Fairgrounds Dr | Vallejo | CA | 94589 | Solano | WECC | CISO | California Independent System Operator | Solar | Solar Photovoltaic | 1 | SFDK | 6.3 | 6.3 | 6.3 | NR | IPP Non-CHP | 12.5 | Q |  |  |  |  | 7.7 | [6 empty] | 2019
62651 | MISO | Haven Solar Project CSG | 61187 | DG Minnesota CSG, LLC | 45.518 | -94.122 | 1902 37th St SE | Saint Cloud | MN | 56304 | Sherburne | MRO | MISO | Midcontinent Independent Transmission System Operator, Inc.. | Solar | Solar Photovoltaic | 1 | HAVEN | 3 | 3 | 3 | NR | IPP Non-CHP | 34.5 | Q |  |  |  |  | 4.2 | [6 empty] | 2019
62653 | PJM | Zephyr Wind Project - 2.0 | 62128 | OEE XXX LLC | 41.0931 | -83.6378 | 12385 Township Road 215 | Findlay | OH | 45840 | Hancock | RFC | PJM | PJM Interconnection, LLC | Wind | Onshore Wind Turbine | 3 | T1; T2; T3 | 4.5 | 4.5 | 4.5 | NR | Industrial Non-CHP | 34.5 | Q |  | 3 | Goldwind | 262 | [7 empty] | 2020
62654 | WECC | Foundation Dole Fresh Vegetables | 62130 | Foundation CA Fund X Manager LLC | 36.4593 | -121.3501 | 32655 Camphora Gloria Rd | Soledad | CA | 93960 | Monterey | WECC | CISO | California Independent System Operator | Wind | Onshore Wind Turbine | 2 | WTG1; WTG2 | 5.6 | 5.6 | 5.6 | NR | IPP Non-CHP | 21 | Q |  | 2 | GE | 292 | [7 empty] | 2022
62655 | WECC | HL Solar | 62131 | HL Solar LLC | 40.373 | -120.262 | 472-600 Viewlan Road | Wendel | CA | 96136 | Lassen | WECC | CISO | California Independent System Operator | Solar | Solar Photovoltaic | 1 | HLS | 7.6 | 7.6 | 7.6 | NR | IPP Non-CHP | 69 | Q |  |  |  |  | 9.3 | Y | [5 empty] | 2019
62656 | WECC | Hunter Solar LLC (UT) | 62134 | Hunter Solar LLC | 39.1422 | -111.0511 | 725 N. 3000 East | Clawson | UT | 84516 | Emery | WECC | PACE | PacifiCorp - East | Solar | Solar Photovoltaic | 1 | HUSOL | 100 | 100 | 100 | NR | IPP Non-CHP | 138 | Q |  |  |  |  | 130 | Y | [5 empty] | 2021
62658 | PJM | Cuyahoga Falls 1 | 4683 | City of Cuyahoga Falls - (OH) | 41.1418 | -81.4745 | 2554 Bailey Rd. | Cuyahoga Falls | OH | 44221 | Summit | RFC | PJM | PJM Interconnection, LLC | Petroleum | Petroleum Liquids | 9 | CF2-1; CF2-2; CF2-3; P001; P002; P003; P004; P005; P006 | 14.4 | 14.4 | 14.4 | RE | Electric Utility | 12.47 | M | [11 empty] | 2018
62663 | WECC | Gilcrest Solar | 63249 | Terraform Arcadia | 40.2894 | -104.7836 | 14486 County Road 42 | Platteville | CO | 80651 | Weld | WECC | WACM | Western Area Power Administration - Rocky Mountain Region | Solar | Solar Photovoltaic | 1 | SO390 | 1.5 | 1.5 | 1.5 | NR | IPP Non-CHP | 13.8 | Q |  |  |  |  | 2 | Y | [5 empty] | 2018
62664 | WECC | Quincy Solar (CO) | 63249 | Terraform Arcadia | 39.6384 | -104.5626 | 37055 E. County Rd. 30 | Watkins | CO | 80136 | Arapahoe | WECC | WACM | Western Area Power Administration - Rocky Mountain Region | Solar | Solar Photovoltaic | 1 | SO393 | 1.5 | 1.5 | 1.5 | NR | IPP Non-CHP | 13.8 | Q |  |  |  |  | 2 | Y | [5 empty] | 2018
62666 | WECC | Sigurd Solar LLC | 62146 | Sigurd Solar LLC | 38.8505 | -112.0052 | 1725 W. Substation Rd. | Sigurd | UT | 84657 | Sevier | WECC | PACE | PacifiCorp - East | Solar | Solar Photovoltaic | 1 | SGSOL | 80 | 80 | 80 | NR | IPP Non-CHP | 230 | Q |  |  |  |  | 112 | Y | [5 empty] | 2021
62667 | WECC | Lafayette Horizon Solar CSG LLC | 61012 | AES Distributed Energy | 39.9816 | -105.0637 | 1385 Horizon Ave. | Lafayette | CO | 80026 | Boulder | WECC | PSCO | Public Service Company of Colorado | Solar | Solar Photovoltaic | 1 | LFHSL | 1.6 | 1.6 | 1.6 | NR | IPP Non-CHP | 13.2 | Q |  |  |  |  | 2 | Y | [5 empty] | 2019
62670 | PJM | Hecate Energy Highland LLC | 62153 | Hecate Energy Highland LLC | 39.0835 | -83.8098 | TBD | Buford | OH | 45171 | Highland | RFC | PJM | PJM Interconnection, LLC | Solar | Solar Photovoltaic | 1 | HIGHL | 300 | 300 | 300 | NR | IPP Non-CHP | 345 | Q |  |  |  |  | 395 | Y | [5 empty] | 2024
62671 | WECC | Equinix Caspian Dr. Fuel Cell | 62150 | 2016 ESA Project Company, LLC | 37.4151 | -122.0521 | 255 Caspian Drive | Sunnyvale | CA | 94089 | Santa Clara | WECC | CISO | California Independent System Operator | Natural Gas | Other Natural Gas | 2 | EQX1A; EQX1B | 4.8 | 4.8 | 4.8 | NR | IPP Non-CHP | 12.47 | Q | [11 empty] | 2017
62673 | WECC | Antelope Expansion 3A | 61012 | AES Distributed Energy | 34.7289 | -118.3221 | TBD | Lancaster | CA | 93536 | Los Angeles | WECC | CISO | California Independent System Operator | Solar | Solar Photovoltaic | 1 | ANX3A | 15 | 15 | 15 | NR | IPP Non-CHP | 220 | Q |  |  |  |  | 19 | Y | [5 empty] | 2021
62674 | WECC | Antelope Expansion 3B | 61012 | AES Distributed Energy | 34.7202 | -118.3225 | TBD | Lancaster | CA | 93536 | Los Angeles | WECC | CISO | California Independent System Operator | Solar | Solar Photovoltaic | 1 | ANX3B | 5 | 5 | 5 | NR | IPP Non-CHP | 220 | Q |  |  |  |  | 6.3 | Y | [5 empty] | 2021
62675 | PJM | Skipjack Solar Center | 61012 | AES Distributed Energy | 37.4371 | -77.1587 | TBD | Wayside | VA | 23030 | Charles City | SERC | PJM | PJM Interconnection, LLC | Solar | Solar Photovoltaic | 1 | SKIPJ | 175 | 175 | 175 | NR | IPP Non-CHP | 230 | Q |  |  |  |  | 225 | Y | [5 empty] | 2022
62676 | MISO | Epic Verona | 61702 | Epic Hosting, LLC | 42.9968 | -89.5687 | 1979 Milky Way | Verona | WI | 53593 | Dane | MRO | MISO | Midcontinent Independent Transmission System Operator, Inc.. | Mixed | Petroleum Liquids; Solar Photovoltaic | 20 | G101; G102; G103; G104; G105; G202; G203; G204; G205; G206; G207; G208; G209; G210; G211; G301; G302; G303; G304; PV | 46.4 | 45.79 | 45.36 | NR | Commercial Non-CHP | 24.9 | COM |  |  |  |  | 2.73 | [6 empty] | 2009
62677 | MISO | IKEA Canton Rooftop PV System | 57389 | IKEA Property Inc | 42.3235 | -83.4289 | 41640 Ford Rd | Canton | MI | 48187 | Wayne | RFC | MISO | Midcontinent Independent Transmission System Operator, Inc.. | Solar | Solar Photovoltaic | 2 | 26A; 26B | 1 | 1 | 1 | NR | Commercial Non-CHP | 0.48 | COM |  |  |  |  | 1.3 | [6 empty] | 2015
62680 | PJM | Garfield Solar | 56990 | NJR Clean Energy Ventures Corporation | 40.8886 | -74.1222 | 141 Lanza Avenue | Garfield Township | NJ | 7026 | Bergen | RFC | PJM | PJM Interconnection, LLC | Solar | Solar Photovoltaic | 4 | GARFE; GARFN; GARFS; GARMS | 4.2 | 4.2 | 4.2 | NR | IPP Non-CHP | 13.2 | Q |  |  |  |  | 5.5 | [6 empty] | 2019
62681 | MISO | CED Champaign Solar LLC | 56769 | Consolidated Edison Development Inc. | 40.1383 | -88.2912 | 2400 Bradley Ave | Champaign | IL | 67821 | Champaign | SERC | MISO | Midcontinent Independent Transmission System Operator, Inc.. | Solar | Solar Photovoltaic | 1 | CSIL | 1.6 | 1.6 | 1.6 | NR | IPP Non-CHP | 12.47 | Q |  |  |  |  | 2.1 | Y | [5 empty] | 2020
62682 | SPP | Noland Wastewater Treatment Plant Hybrid | 61204 | Today's Power, Inc. | 36.0823 | -94.0671 | 16531 Wyman WC 48 | Fayetteville | AR | 72701 | Washington | MRO | SWPP | Southwest Power Pool | Mixed | Solar Photovoltaic; Batteries | 2 | FAYE1; FAYEB | 11 | 11 | 11 | RE | Commercial Non-CHP | 12.47 | C |  |  |  |  | 5.8 | Y |  | 13.1 | 6 | 6 | LIB | 2019
62683 | SPP | Westside Wastewater Treatment Plant Hybr | 61204 | Today's Power, Inc. | 36.0414 | -94.1401 | 415 N Broyles Ave | Fayetteville | AR | 72704 | Washington | MRO | SWPP | Southwest Power Pool | Mixed | Solar Photovoltaic; Batteries | 2 | FAYW1; FAYWB | 11 | 11 | 11 | RE | Commercial Non-CHP | 12.47 | C |  |  |  |  | 5.8 | Y |  | 13.1 | 6 | 6 | LIB | 2019
62686 | PJM | TPE Pennsylvania Solar 1, LLC | 62627 | Cardinal Renewables | 40.1985 | -76.1616 | 15 Springhouse Road | Ephrata | PA | 17522 | Lancaster | RFC | PJM | PJM Interconnection, LLC | Solar | Solar Photovoltaic | 1 | PABOE | 3.6 | 3.6 | 3.6 | NR | IPP Non-CHP | 12.47 | Q |  |  |  |  | 4 | Y | [5 empty] | 2019
62687 | WECC | American Canyon Solar | 62162 | RP Napa Solar 1, LLC | 38.1609 | -122.214 | 2180 American Canyon Road | American Canyon | CA | 94503 | Napa | WECC | CISO | California Independent System Operator | Solar | Solar Photovoltaic | 3 | RPNPA; RPNPB; RPNPC | 3 | 3 | 3 | NR | IPP Non-CHP | 12 | Q |  |  |  |  | 3.9 | Y | [5 empty] | 2019
62688 | WECC | Malech Solar Farm | 62628 | County of Santa Clara (CA) | 37.2287 | -121.7386 | 9505 Malech Rd | San Jose | CA | 95138 | Santa Clara | WECC | CISO | California Independent System Operator | Solar | Solar Photovoltaic | 1 | MFARM | 3.1 | 3.1 | 2 | NR | IPP Non-CHP | 21 | P |  |  |  |  | 3.9 | [6 empty] | 2017
62689 | WECC | Hellyer Solar Farm | 62628 | County of Santa Clara (CA) | 37.287 | -121.8151 | 985 Hellyer Ave | San Jose | CA | 95111 | Santa Clara | WECC | CISO | California Independent System Operator | Solar | Solar Photovoltaic | 1 | HFARM | 2.2 | 2.2 | 1.5 | NR | IPP Non-CHP | 21 | P |  |  |  |  | 2.7 | [6 empty] | 2017
62690 | WECC | Guadalupe Solar Farm | 62628 | County of Santa Clara (CA) | 37.269 | -121.8611 | 783 Amanda Drive | San Jose | CA | 95136 | Santa Clara | WECC | CISO | California Independent System Operator | Solar | Solar Photovoltaic | 1 | GFARM | 1.7 | 1.7 | 1.1 | NR | IPP Non-CHP | 21 | P |  |  |  |  | 2.1 | [6 empty] | 2018
62691 | PJM | Shiloh Hwy Solar | 62157 | Shiloh Hwy 1108 Solar, LLC | 36.27 | -76.033 | 120 Sassafras Lane | Shiloh | NC | 27973 | Camden | SERC | PJM | PJM Interconnection, LLC | Solar | Solar Photovoltaic | 1 | PGR05 | 5 | 5 | 5 | NR | IPP Non-CHP | 34.5 | Q |  |  |  |  | 7.1 | Y | [5 empty] | 2017
62692 | PJM | Sandy Solar | 62158 | Sandy Solar, LLC | 36.33 | -76.058 | 466 Sandy Hook Rd | Shiloh Township | NC | 27973 | Camden | SERC | PJM | PJM Interconnection, LLC | Solar | Solar Photovoltaic | 1 | PGR04 | 5 | 5 | 5 | NR | IPP Non-CHP | 34.5 | Q |  |  |  |  | 6.6 | Y | [5 empty] | 2018
62693 | PJM | Chowan Jehu Solar | 62159 | Chowan Jehu Road Solar, LLC | 36.2838 | -76.6023 | 118 Jehu Solar | Tyner | NC | 27980 | Chowan | SERC | PJM | PJM Interconnection, LLC | Solar | Solar Photovoltaic | 1 | PGR03 | 5 | 5 | 5 | NR | IPP Non-CHP | 34.5 | Q |  |  |  |  | 6.6 | Y | [5 empty] | 2018
62696 | MISO | FastSun 2 CSG | 60281 | Altus Power America Management, LLC | 44.5317 | -92.9792 | 28820 Felton Avenue | Randolph Township | MN | 55065 | Dakota | MRO | MISO | Midcontinent Independent Transmission System Operator, Inc.. | Solar | Solar Photovoltaic | 1 | FS2 | 1 | 1 | 1 | NR | IPP Non-CHP | 12.5 | Q |  |  |  |  | 1.4 | Y | [5 empty] | 2020
62697 | WECC | Mission College Blvd. Fuel Cell | 62150 | 2016 ESA Project Company, LLC | 37.3863 | -121.9624 | 200 Mission College Blvd. | Santa Clara | CA | 95054 | Santa Clara | WECC | CISO | California Independent System Operator | Natural Gas | Other Natural Gas | 2 | NTL3A; NTL3B | 5 | 5 | 5 | NR | IPP Non-CHP | 60 | Q | [11 empty] | 2017
62698 | WECC | Kaiser East La Palma Ave. Fuel Cell | 62150 | 2016 ESA Project Company, LLC | 33.851 | -117.8453 | 334 East La Palma Ave. | Anaheim | CA | 92806 | Orange | WECC | CISO | California Independent System Operator | Natural Gas | Other Natural Gas | 1 | KR059 | 2.2 | 2.2 | 2.2 | NR | IPP Non-CHP | 12 | Q | [11 empty] | 2017
62699 | WECC | Kaiser Deer Valley Rd. Fuel Cell | 62150 | 2016 ESA Project Company, LLC | 37.9517 | -121.7718 | 5601 Deer Valley Rd. | Antioch | CA | 94531 | Contra Costa | WECC | CISO | California Independent System Operator | Natural Gas | Other Natural Gas | 1 | KSR24 | 1.4 | 1.4 | 1.4 | NR | IPP Non-CHP | 21 | Q | [11 empty] | 2017
62700 | WECC | Kaiser Owens Dr. Fuel Cell | 62150 | 2016 ESA Project Company, LLC | 37.6992 | -121.8942 | 5840 Owens Dr. | Pleasanton | CA | 94588 | Alameda | WECC | CISO | California Independent System Operator | Natural Gas | Other Natural Gas | 1 | KSR23 | 1 | 1 | 1 | NR | IPP Non-CHP | 20.8 | Q | [11 empty] | 2017
62701 | WECC | Kaiser Napa Valley Corporate Dr Fuel Cel | 62150 | 2016 ESA Project Company, LLC | 38.2548 | -122.273 | 2600 Napa Valley Corporate Dr. | Napa | CA | 94558 | Napa | WECC | CISO | California Independent System Operator | Natural Gas | Other Natural Gas | 2 | KS18A; KS18B | 4.8 | 4.8 | 4.8 | NR | IPP Non-CHP | 12 | Q | [11 empty] | 2017
62702 | WECC | Equinix Great Oaks Blvd. Fuel Cell | 62150 | 2016 ESA Project Company, LLC | 37.241 | -121.7826 | 11 Great Oaks Blvd. | San Jose | CA | 95119 | Santa Clara | WECC | CISO | California Independent System Operator | Natural Gas | Other Natural Gas | 2 | EQ14A; EQ14B | 4.5 | 4.5 | 4.5 | NR | IPP Non-CHP | 25 | Q | [11 empty] | 2017
62703 | WECC | Equinix Lundy Ave. Fuel Cell | 62150 | 2016 ESA Project Company, LLC | 37.3885 | -121.889 | 1735 Lundy Ave. | San Jose | CA | 95131 | Santa Clara | WECC | CISO | California Independent System Operator | Natural Gas | Other Natural Gas | 3 | EQ13A; EQ13B; EQX05 | 4.9 | 4.9 | 4.9 | NR | IPP Non-CHP | 20.8 | Q | [11 empty] | 2017
62704 | WECC | Equinix Douglas St. Fuel Cell | 62150 | 2016 ESA Project Company, LLC | 33.9212 | -118.3845 | 445 North Douglas St. | El Segundo | CA | 90245 | Los Angeles | WECC | CISO | California Independent System Operator | Natural Gas | Other Natural Gas | 2 | EQX09; EQX95 | 2 | 2 | 2 | NR | IPP Non-CHP | 66 | Q | [11 empty] | 2017
62705 | WECC | Equinix Maple Ave. Fuel Cell | 62150 | 2016 ESA Project Company, LLC | 33.9254 | -118.3946 | 1920 E. Maple Ave | El Segundo | CA | 90245 | Los Angeles | WECC | CISO | California Independent System Operator | Natural Gas | Other Natural Gas | 1 | EQX08 | 2 | 2 | 2 | NR | IPP Non-CHP | 16.34 | Q | [11 empty] | 2017
62706 | MISO | Helen Solar CSG | 60281 | Altus Power America Management, LLC | 44.7894 | -94.06 | 3239 120th St. | Plato | MN | 55370 | McLeod | MRO | MISO | Midcontinent Independent Transmission System Operator, Inc.. | Solar | Solar Photovoltaic | 1 | SC | 4 | 4 | 4 | NR | IPP Non-CHP | 13.8 | Q |  |  |  |  | 5.6 | Y | [5 empty] | 2020
62707 | MISO | Walcott Solar CSG | 60281 | Altus Power America Management, LLC | 44.2352 | -93.275 | 24296 Albers Ave. | Faribault | MN | 55021 | Rice | MRO | MISO | Midcontinent Independent Transmission System Operator, Inc.. | Solar | Solar Photovoltaic | 1 | SC | 4 | 4 | 4 | NR | IPP Non-CHP | 13.8 | Q |  |  |  |  | 5.7 | Y | [5 empty] | 2020
62708 | MISO | Northfield Solar CSG | 60281 | Altus Power America Management, LLC | 44.4171 | -93.1531 | 7609 Dennison Blvd. | Northfield | MN | 55057 | Rice | MRO | MISO | Midcontinent Independent Transmission System Operator, Inc.. | Solar | Solar Photovoltaic | 1 | SC | 5 | 5 | 5 | NR | IPP Non-CHP | 13.8 | Q |  |  |  |  | 7.2 | Y | [5 empty] | 2020
62709 | MISO | Warsaw Solar CSG | 60281 | Altus Power America Management, LLC | 44.2255 | -93.3995 | 6651 250th St. W. | Morristown | MN | 55052 | Rice | MRO | MISO | Midcontinent Independent Transmission System Operator, Inc.. | Solar | Solar Photovoltaic | 1 | SC | 2 | 2 | 2 | NR | IPP Non-CHP | 13.8 | Q |  |  |  |  | 2.9 | Y | [5 empty] | 2020
62710 | PJM | Nationals | 63249 | Terraform Arcadia | 38.8742 | -77.0067 | 1500 S. Capital St. SE | Washington | DC | 20003 | District of Columbia | RFC | PJM | PJM Interconnection, LLC | Solar | Solar Photovoltaic | 1 | SO435 | 1 | 1 | 1 | NR | IPP Non-CHP | 13.8 | Q |  |  |  |  | 1.4 | [6 empty] | 2019
62711 | SPP | Plum Creek Wind Project (NE) | 62633 | Plum Creek Wind, LLC | 42.1616 | -97.2038 | 56660 851st Road | Winside | NE | 68790 | Wayne | MRO | SWPP | Southwest Power Pool | Wind | Onshore Wind Turbine | 1 | PLUM | 230 | 230 | 230 | NR | IPP Non-CHP | 345 | Q |  | 82 | GE | 291 | [7 empty] | 2020
62712 | PJM | Burlington Coat Factory Solar | 62155 | DG Northeast Solar II, LLC | 40.0928 | -74.8077 | 2006 Route 130N | Florence | NJ | 8518 | Burlington | NPCC | PJM | PJM Interconnection, LLC | Solar | Solar Photovoltaic | 1 | BCF | 2.6 | 2.6 | 2.6 | NR | IPP Non-CHP | 480 | Q |  |  |  |  | 3.8 | [6 empty] | 2018
62713 | PJM | DSM Nutritional Products Solar | 62155 | DG Northeast Solar II, LLC | 40.8368 | -75.0655 | 200 Manunkachunk Road | Township of White | NJ | 7823 | Warren | NPCC | PJM | PJM Interconnection, LLC | Solar | Solar Photovoltaic | 1 | DSM | 10 | 10 | 10 | NR | IPP Non-CHP | 34.5 | Q |  |  |  |  | 14 | [6 empty] | 2018
62718 | WECC | Mesa CSG 2 Massicotte | 60531 | Standard Solar | 39.0448 | -108.4197 | 3411 C Road | Palisade | CO | 81526 | Mesa | WECC | PSCO | Public Service Company of Colorado | Solar | Solar Photovoltaic | 1 | X0037 | 1.5 | 1.5 | 1.5 | NR | IPP Non-CHP | 13.2 | Q |  |  |  |  | 2 | [6 empty] | 2019
62719 | WECC | Mesa CSG 1 Murdock | 60531 | Standard Solar | 39.1088 | -108.6439 | 2169 River Road | Grand Junction | CO | 81526 | Mesa | WECC | PSCO | Public Service Company of Colorado | Solar | Solar Photovoltaic | 1 | X0038 | 1.5 | 1.5 | 1.5 | NR | IPP Non-CHP | 13.2 | Q |  |  |  |  | 2 | Y | [5 empty] | 2019
62720 | PJM | Chester Woods Point Solar, LLC CSG | 62634 | Chester Woods Point Solar, LLC | 38.9484 | -76.3004 | 400 Woods Point Road | Chester | MD | 21619 | Queen Annes | RFC | PJM | PJM Interconnection, LLC | Solar | Solar Photovoltaic | 1 | 5540 | 2 | 2 | 1.6 | NR | IPP Non-CHP | 24.9 | Q |  |  |  |  | 2.6 | Y | [5 empty] | 2019
62730 | PJM | Desper Solar | 58468 | Dominion Renewable Energy | 38.0157 | -78.0431 | 1901 Waldrop Church Rd | Louisa | VA | 23093 | Louisa | SERC | PJM | PJM Interconnection, LLC | Solar | Solar Photovoltaic | 1 | 1 | 88.2 | 88.2 | 88.2 | RE | Electric Utility | 230 | I |  |  |  |  | 122.4 | Y | [5 empty] | 2021
62731 | MISO | Middleton Airport Solar | 11479 | Madison Gas & Electric Co | 43.1163 | -89.5324 | 8300 Airport Rd | Middleton | WI | 53562 | Dane | MRO | MISO | Midcontinent Independent Transmission System Operator, Inc.. | Solar | Solar Photovoltaic | 1 | 1 | 5.6 | 5.6 | 5.6 | RE | Electric Utility | 13.8 | I | MGE.MOREY |  |  |  | 6.3 | Y | [5 empty] | 2020
62732 | WECC | Solar Star Palo Alto I, LLC | 62648 | DG 1 Acquisition Co., LLC | 37.411 | -122.1489 | 1501 Page Mill Road | Palo Alto | CA | 94304 | Santa Clara | WECC | CISO | California Independent System Operator | Solar | Solar Photovoltaic | 1 | SSPAI | 1.3 | 1.3 | 1.3 | NR | IPP Non-CHP | 13.7 | Q |  |  |  |  | 1.5 | [6 empty] | 2019
62735 | MISO | Phoenix Solar South Farms LLC Solar Farm | 62656 | Phoenix Solar South Farms LLC | 40.0817 | -88.2445 | 2407 SOUTH 1ST STREET | Champaign | IL | 61820 | Champaign | SERC | MISO | Midcontinent Independent Transmission System Operator, Inc.. | Solar | Solar Photovoltaic | 1 | M1358 | 4.7 | 4.7 | 4.7 | NR | IPP Non-CHP | 13.8 | Q |  |  |  |  | 5.8 | [6 empty] | 2015
62739 | PJM | KDC Solar ASGM | 65164 | CleanCapital Holdings | 39.4097 | -75.2185 | 407 SE Avenue | Bridgeton | NJ | 8302 | Cumberland | RFC | PJM | PJM Interconnection, LLC | Solar | Solar Photovoltaic | 1 | ARDAH | 3.8 | 3.8 | 3.8 | NR | IPP Non-CHP | 12.9 | Q |  |  |  |  | 5.5 | [6 empty] | 2019
62740 | MISO | MSC-Empire01, LLC | 62660 | MSC-Empire01, LLC | 44.6741 | -93.1163 | 17921 Biscayne Ave | Farmington | MN | 55024 | Dakota | MRO | MISO | Midcontinent Independent Transmission System Operator, Inc.. | Solar | Solar Photovoltaic | 1 | 52784 | 1 | 1 | 1 | NR | IPP Non-CHP | 34.5 | Q |  |  |  |  | 1.5 | Y | [5 empty] | 2019
62741 | PJM | Mount Joy Wire | 62658 | Mount Joy Wire Corp | 40.1085 | -76.4767 | 1000 East Main Street | Mount Joy | PA | 17552 | Lancaster | RFC | PJM | PJM Interconnection, LLC | Natural Gas | Natural Gas Internal Combustion Engine | 1 | CHP | 1.1 | 1.1 | 1.1 | NR | Industrial CHP | 69 | IND | [11 empty] | 2011
62744 | MISO | Arcadia Solar | 62662 | Butter Solar, LLC | 44.2434 | -91.4582 | TBD | Arcadia | WI | 54612 | Trempealeau | MRO | MISO | Midcontinent Independent Transmission System Operator, Inc.. | Solar | Solar Photovoltaic | 1 | A1 | 5 | 5 | 5 | NR | IPP Non-CHP | 5 | Q |  |  |  |  | 6.8 | Y | [5 empty] | 2019
62745 | WECC | Wheatridge Hybrid | 62668 | Wheatridge Wind Holdings, LLC | 45.5598 | -119.6338 | Strawberry East Rd | Morrow | OR | 97843 | Morrow | WECC | BPAT | Bonneville Power Administration | Mixed | Batteries; Solar Photovoltaic; Onshore Wind Turbine | 3 | BTRY; SOLAR; WIND | 280 | 280 | 280 | NR | IPP Non-CHP | 230 | Q |  | 126 | GE | 295.3 | 73.2 | Y |  | 120 | 30 | 30 | LIB | 2020
62746 | PJM | KDC Solar CSCP LLC | 65164 | CleanCapital Holdings | 40.2378 | -74.3144 | 901 West Main Street | Freehold | NJ | 7728 | Monmouth | RFC | PJM | PJM Interconnection, LLC | Solar | Solar Photovoltaic | 1 | CSCP | 3.4 | 3.4 | 3.4 | NR | IPP Non-CHP | 34.5 | Q |  |  |  |  | 3.9 | [6 empty] | 2019
62747 | PJM | Matilda Hamilton Fee Hydroelectric Stati | 62661 | Lock 12 Hydro Partners, LLC | 37.6775 | -83.9486 | 1624 Kirkland Avenue | Ravenna | KY | 40472 | Estill | SERC | PJM | PJM Interconnection, LLC | Other | Conventional Hydroelectric | 5 | 1; 2; 3; 4; 5 | 2.5 | 2.5 | 2.5 | NR | IPP Non-CHP | 12.47 | Q | [11 empty] | 2021
62752 | PJM | LafargeHolcim - Paulding Wind Project | 62644 | OEE XXVIII LLC | 41.1924 | -84.6126 | 11435 Road 176 | Paulding | OH | 45879 | Paulding | RFC | PJM | PJM Interconnection, LLC | Wind | Onshore Wind Turbine | 3 | L1; L2; L3 | 4.5 | 4.5 | 4.5 | NR | Industrial Non-CHP | 41.6 | Q |  | 3 | Goldwind | 262 | [7 empty] | 2020
62754 | WECC | San Diego International Airport BESS | 61420 | ENGIE Storage Services NA LLC | 32.7338 | -117.1933 | T2W Parking Lot 3835 N. Harbor | San Diego | CA | 92101 | San Diego | WECC | CISO | California Independent System Operator | Battery | Batteries | 1 | BA | 2 | 2 | 2 | NR | Commercial Non-CHP | 12 | Q | [7 empty] | 4 | 2 | 2 | LIB | 2021
62756 | WECC | RC Energy AA LLC Solar Facility | 62655 | RC Energy AA LLC | 35.1527 | -106.5472 | 6400 Wyoming Road | Albuquerque | NM | 87109 | Bernalillo | WECC | PNM | Public Service Company of New Mexico | Solar | Solar Photovoltaic | 1 | AA001 | 1 | 1 | 1 | NR | IPP Non-CHP | 12.47 | Q |  |  |  |  | 1.1 | [6 empty] | 2011
62758 | PJM | Meherrin Solar | 58468 | Dominion Renewable Energy | 36.59 | -77.65 | 1119 Pine Log Road | Skippers | VA | 23879 | Greensville | SERC | PJM | PJM Interconnection, LLC | Solar | Solar Photovoltaic | 1 | MEHER | 59.6 | 59.6 | 59.6 | RE | Electric Utility | 115 | I |  |  |  |  | 86.1 | Y | [5 empty] | 2022
62766 | MISO | Scottsburg Solar Park | 9234 | Indiana Municipal Power Agency | 38.662 | -85.7855 | S. Meranda Lane | Scottsburg | IN | 47374 | Scott | RFC | MISO | Midcontinent Independent Transmission System Operator, Inc.. | Solar | Solar Photovoltaic | 1 | SCCOT | 7.1 | 7.1 | 5.7 | RE | Electric Utility | 12.47 | P |  |  |  |  | 9.7 | Y | [5 empty] | 2020
62767 | MISO | Gas City Solar Park | 9234 | Indiana Municipal Power Agency | 40.4812 | -85.5703 | 5493 E. 500 S | Gas City | IN | 46933 | Grant | RFC | MISO | Midcontinent Independent Transmission System Operator, Inc.. | Solar | Solar Photovoltaic | 1 | SGASC | 2.5 | 2.5 | 2 | RE | Electric Utility | 12.47 | P |  |  |  |  | 3.3 | Y | [5 empty] | 2020
62768 | PJM | Piney Creek Solar | 5248 | Dominion Energy Inc. | 36.8186 | -78.7719 | Rodgers Chapel Road | Clover | VA | 24534 | Halifax | SERC | PJM | PJM Interconnection, LLC | Solar | Solar Photovoltaic | 1 | PCSOL | 80 | 80 | 80 | RE | Electric Utility | 230 | I |  |  |  |  | 91.6 | Y | [5 empty] | 2023
62769 | MISO | Columbia City Solar Park | 9234 | Indiana Municipal Power Agency | 41.1755 | -85.5053 | Opportunity Drive | Columbia City | IN | 46725 | Whitley | RFC | MISO | Midcontinent Independent Transmission System Operator, Inc.. | Solar | Solar Photovoltaic | 1 | SCOLU | 4.3 | 4.3 | 3.5 | RE | Electric Utility | 12.47 | P |  |  |  |  | 5.8 | Y | [5 empty] | 2021
62770 | PJM | Richmond Solar Park 3 | 9234 | Indiana Municipal Power Agency | 39.839 | -84.8256 | 635 Commerce Road | Richmond | IN | 47374 | Wayne | RFC | PJM | PJM Interconnection, LLC | Solar | Solar Photovoltaic | 1 | SRIC3 | 6.5 | 6.5 | 5.2 | RE | Electric Utility | 13.8 | P |  |  |  |  | 8.7 | Y | [5 empty] | 2019
62776 | MISO | Crawfordsville Solar Park 4 | 9234 | Indiana Municipal Power Agency | 40.0497 | -86.8808 | 725 Tech Drive | Crawfordsville | IN | 47933 | Montgomery | RFC | MISO | Midcontinent Independent Transmission System Operator, Inc.. | Solar | Solar Photovoltaic | 1 | SCRA4 | 2.3 | 2.3 | 1.9 | RE | Electric Utility | 13.8 | P |  |  |  |  | 3.2 | Y | [5 empty] | 2020
62779 | MISO | Novel Martin Solar One LLC (McLeod) CSG | 63359 | REA Investments, LLC | 44.9029 | -94.0286 | 19750 County Road 9 | Lester Prairie | MN | 55354 | McLeod | MRO | MISO | Midcontinent Independent Transmission System Operator, Inc.. | Solar | Solar Photovoltaic | 1 | MART | 1 | 1 | 1 | NR | IPP Non-CHP | 480 | Q |  |  |  |  | 1.4 | [6 empty] | 2019
62780 | PJM | Rappahannock Solar, LLC | 62694 | Rappahannock Solar, LLC | 37.657 | -76.3832 | Intersection of Rappahannock D | White Stone | VA | 22578 | Lancaster | SERC | PJM | PJM Interconnection, LLC | Solar | Solar Photovoltaic | 1 | 100 | 1.5 | 1.5 | 1.5 | NR | IPP Non-CHP | 12.47 | Q |  |  |  |  | 2 | Y | [5 empty] | 2021
62790 | MISO | Tell City Solar Park | 9234 | Indiana Municipal Power Agency | 37.9659 | -86.7373 | 3850 Stalk Road | Tell City | IN | 47586 | Perry | RFC | MISO | Midcontinent Independent Transmission System Operator, Inc.. | Solar | Solar Photovoltaic | 1 | STEL2 | 3.2 | 3.2 | 2.5 | RE | Electric Utility | 13.8 | P |  |  |  |  | 4.3 | Y | [5 empty] | 2020
62791 | PJM | Richmond Solar Park 4 | 9234 | Indiana Municipal Power Agency | 39.8629 | -84.9297 | Industries Road | Richmond | IN | 47374 | Wayne | RFC | PJM | PJM Interconnection, LLC | Solar | Solar Photovoltaic | 1 | SRIC4 | 7.1 | 7.1 | 5.6 | RE | Electric Utility | 13.8 | P |  |  |  |  | 9.3 | Y | [5 empty] | 2020
62792 | PJM | DG AMP Solar Piqua Manier | 60370 | DG AMP Solar, LLC | 40.1304 | -84.2554 | 1006 Gordon Ave | Piqua | OH | 45356 | Miami | RFC | PJM | PJM Interconnection, LLC | Solar | Solar Photovoltaic | 1 | AMPPM | 12.6 | 12.6 | 12.6 | NR | IPP Non-CHP | 13.2 | Q |  |  |  |  | 13.2 | Y | [5 empty] | 2019
62793 | MISO | Crawfordsville 5 Solar Park | 9234 | Indiana Municipal Power Agency | 40.0177 | -86.8599 | 2469 E. 150 S | Crawfordsville | IN | 47993 | Montgomery | RFC | MISO | Midcontinent Independent Transmission System Operator, Inc.. | Solar | Solar Photovoltaic | 1 | SCRA5 | 9.8 | 9.8 | 7.8 | RE | Electric Utility | 13.8 | P |  |  |  |  | 13.2 | Y | [5 empty] | 2020
62794 | PJM | Centerville Solar Park | 9234 | Indiana Municipal Power Agency | 39.8285 | -85.0038 | 907 North McMinn Road | Centerville | IN | 47330 | Wayne | RFC | PJM | PJM Interconnection, LLC | Solar | Solar Photovoltaic | 1 | SCENT | 1.1 | 1.1 | 0.8 | RE | Electric Utility | 12.47 | P |  |  |  |  | 1.4 | Y | [5 empty] | 2020
62795 | MISO | Ida Grove II | 12341 | MidAmerican Energy Co | 42.3269 | -95.4588 | 2552 Keystone Ave | Ida Grove | IA | 51445 | Ida | MRO | MISO | Midcontinent Independent Transmission System Operator, Inc.. | Wind | Onshore Wind Turbine | 1 | 1 | 201 | 200 | 200 | RE | Electric Utility | 345 | I |  | 81 | GE | 292 | [7 empty] | 2019
62798 | PJM | Fern Solar LLC | 59613 | Fern Solar LLC | 36.0033 | -77.6964 | TBD | Battleboro | NC | 27089 | Edgecombe | SERC | PJM | PJM Interconnection, LLC | Solar | Solar Photovoltaic | 1 | FERN | 100 | 100 | 100 | NR | IPP Non-CHP | 115 | Q | COOLSPR34.5KV |  |  |  | 134 | Y | [5 empty] | 2020
62799 | MISO | Winona Solar | 62712 | Winona Solar I LLC | 44.1241 | -91.901 | 18700 County Road 28 | Altura | MN | 55910 | Winona | MRO | MISO | Midcontinent Independent Transmission System Operator, Inc.. | Solar | Solar Photovoltaic | 1 | WIN | 1 | 1 | 1 | NR | IPP Non-CHP | 0.48 | Q |  |  |  |  | 1.4 | Y | [5 empty] | 2019
62800 | MISO | Wabasha Solar | 62711 | Wabasha Solar LLC | 44.3631 | -92.0217 | 1712 Hiawatha Drive East | Wabasha | MN | 55981 | Wabasha | MRO | MISO | Midcontinent Independent Transmission System Operator, Inc.. | Solar | Solar Photovoltaic | 1 | WAB | 1 | 1 | 1 | NR | IPP Non-CHP | 0.48 | Q |  |  |  |  | 1.4 | Y | [5 empty] | 2019
62801 | WECC | Vallecito | 61522 | Viridity Energy Solutions, Inc. | 34.4071 | -119.5115 | 5134 Foothill Road | Carpinteria | CA | 93013 | Santa Barbara | WECC | CISO | California Independent System Operator | Battery | Batteries | 1 | ORN34 | 10 | 10 | 10 | NR | IPP Non-CHP | 34.5 | Q | [7 empty] | 10 | 10 | 10 | LIB | 2021
62805 | WECC | Bloomington Solar I | 60496 | Adapture Renewables, Inc. | 37.0438 | -113.6275 | 2406 West 3780 South | St George | UT | 84790 | Washington | WECC | PACE | PacifiCorp - East | Solar | Solar Photovoltaic | 1 | BLOOM | 2 | 2 | 2 | NR | IPP Non-CHP | 13.2 | Q |  |  |  |  | 2.5 | [6 empty] | 2018
62806 | WECC | Shelter Creek Condominiums Solar | 62701 | Vista Solar, Inc. | 37.6191 | -122.4289 | 745 Shelter Creek Lane | San Bruno | CA | 94066 | San Mateo | WECC | CISO | California Independent System Operator | Solar | Solar Photovoltaic | 1 | SCC01 | 1.9 | 2.4 | 1.1 | NR | IPP Non-CHP | 12.47 | COM |  |  |  |  | 2.5 | [6 empty] | 2020
62812 | WECC | Milford Solar 1 | 66040 | Milford Solar 1, LLC | 38.4907 | -113.0183 | 6140 North 2200 West | Milford | UT | 84751 | Beaver | WECC | PACE | PacifiCorp - East | Solar | Solar Photovoltaic | 1 | MS1 | 99 | 99 | 99 | NR | IPP Non-CHP | 345 | Q |  |  |  |  | 127.8 | Y | [5 empty] | 2020
62813 | PJM | Grasshopper Solar | 5248 | Dominion Energy Inc. | 36.85 | -78.45 | 29172 Highway 49 | Chase City | VA | 23924 | Mecklenburg | SERC | PJM | PJM Interconnection, LLC | Solar | Solar Photovoltaic | 1 | GRHS | 80 | 80 | 80 | RE | Electric Utility | 115 | I |  |  |  |  | 103.8 | Y | [5 empty] | 2020
62814 | PJM | Sadler Solar | 5248 | Dominion Energy Inc. | 36.6867 | -77.558 | 4466 Dry Bread Road | Emporia | VA | 23847 | Greensville | SERC | PJM | PJM Interconnection, LLC | Solar | Solar Photovoltaic | 1 | SADL | 100 | 100 | 100 | RE | Electric Utility | 230 | I |  |  |  |  | 127.8 | Y | [5 empty] | 2021
62815 | MISO | Fairbanks Wind Park | 5109 | DTE Electric Company | 45.6836 | -86.6457 | 6364 State St | Garden | MI | 49835 | Delta | RFC | MISO | Midcontinent Independent Transmission System Operator, Inc.. | Wind | Onshore Wind Turbine | 1 | GNWF1 | 72.8 | 72.8 | 72.8 | RE | Electric Utility | 138 | I |  | 21 | Siemens Gamesa | 84 | [7 empty] | 2022
62829 | MISO | GSPP Held LLC CSG | 62719 | Green Street Power Partners | 45.5268 | -94.2847 | 8502 Old Highway Rd N | St. Cloud | MN | 56301 | Stearns | MRO | MISO | Midcontinent Independent Transmission System Operator, Inc.. | Solar | Solar Photovoltaic | 1 | HELDM | 3 | 3 | 3 | NR | IPP Non-CHP | 35 | COM |  |  |  |  | 4 | [6 empty] | 2019
62830 | MISO | GSPP Imholte CSG | 62719 | Green Street Power Partners | 45.5579 | -94.1632 | 8158 County Rd 138 St | St. Cloud | MN | 56301 | Stearns | MRO | MISO | Midcontinent Independent Transmission System Operator, Inc.. | Solar | Solar Photovoltaic | 1 | IMHOL | 1 | 1 | 1 | NR | IPP Non-CHP | 34.5 | COM |  |  |  |  | 1.4 | [6 empty] | 2019
62833 | SPP | Hastings Community Solar Farm | 8245 | City of Hastings - (NE) | 40.602 | -98.437 | 1626 N Highland Rd | Hastings | NE | 68901 | Adams | MRO | SWPP | Southwest Power Pool | Solar | Solar Photovoltaic | 1 | PV | 1.5 | 0.3 | 0.3 | RE | Electric Utility | 750 | M |  |  |  |  | 2 | Y | [5 empty] | 2019
62837 | SPP | Frontier Windpower II | 65411 | Duke Energy Renewables Services | 36.8248 | -97.0298 | 205 N. 29th St. | Blackwell | OK | 74631 | Kay | MRO | SWPP | Southwest Power Pool | Wind | Onshore Wind Turbine | 1 | FW2 | 351.8 | 351.8 | 351.8 | NR | IPP Non-CHP | 345 | Q |  | 74 | Nordex | 354.3 | [7 empty] | 2021
62840 | WECC | Mountain Breeze Wind, LLC | 50123 | Leeward Asset Management, LLC | 40.9606 | -104.0032 | Co Rd 134 | Grover | CO | 80729 | Weld | WECC | PSCO | Public Service Company of Colorado | Wind | Onshore Wind Turbine | 1 | MTBRZ | 171.7 | 171.7 | 171.7 | NR | IPP Non-CHP | 230 | Q |  | 62 | GE | 285 | [7 empty] | 2020
62847 | MISO | Fennimore Solar | 62662 | Butter Solar, LLC | 42.971 | -90.662 | TBD | Fennimore | WI | 53809 | Grant | MRO | MISO | Midcontinent Independent Transmission System Operator, Inc.. | Solar | Solar Photovoltaic | 1 | FEN6 | 3 | 3 | 3 | NR | IPP Non-CHP | 3 | Q |  |  |  |  | 4.1 | Y | [5 empty] | 2019
62848 | MISO | New Lisbon Solar | 62662 | Butter Solar, LLC | 43.883 | -90.136 | TBD | New Lisbon | WI | 53950 | Juneau | MRO | MISO | Midcontinent Independent Transmission System Operator, Inc.. | Solar | Solar Photovoltaic | 1 | NEW9 | 2.5 | 2.5 | 2.5 | NR | IPP Non-CHP | 2.5 | Q |  |  |  |  | 3.8 | Y | [5 empty] | 2019
62849 | MISO | Cumberland Solar | 62662 | Butter Solar, LLC | 45.511 | -92.025 | TBD | Cumberland | WI | 54829 | Barron | MRO | MISO | Midcontinent Independent Transmission System Operator, Inc.. | Solar | Solar Photovoltaic | 1 | CUM4 | 2.5 | 2.5 | 2.5 | NR | IPP Non-CHP | 2.5 | Q |  |  |  |  | 3.4 | Y | [5 empty] | 2019
62854 | MISO | St. James Solar (LA) | 62744 | St. James Solar, LLC | 29.9734 | -90.7335 | Intersection of Hwy 3127 and H | Vacherie | LA | 70090 | St James | MRO | MISO | Midcontinent Independent Transmission System Operator, Inc.. | Solar | Solar Photovoltaic | 1 | SJS | 20 | 20 | 20 | NR | IPP Non-CHP | 230 | Q |  |  |  |  | 35 | Y | [5 empty] | 2023
62856 | PJM | Marengo Battery Storage LLC | 62707 | Marengo Battery Storage LLC | 42.2527 | -88.64 | 22818 W Grant Highway | Marengo TWP | IL | 60152 | McHenry | RFC | PJM | PJM Interconnection, LLC | Battery | Batteries | 1 | MBSS | 20 | 20 | 20 | NR | IPP Non-CHP | 34.5 | COM | [7 empty] | 20 | 20 | 20 | LIB | 2018
62858 | MISO | Cashton Solar | 62662 | Butter Solar, LLC | 43.737 | -90.805 | TBD | Cashton | WI | 54619 | Monroe | MRO | MISO | Midcontinent Independent Transmission System Operator, Inc.. | Solar | Solar Photovoltaic | 1 | CAS3 | 2 | 2 | 2 | NR | IPP Non-CHP | 2 | Q |  |  |  |  | 2.8 | Y | [5 empty] | 2019
62861 | MISO | Forest City Solar | 62662 | Butter Solar, LLC | 43.276 | -93.629 | TBD | Forest City | IA | 50436 | Winnebago | MRO | MISO | Midcontinent Independent Transmission System Operator, Inc.. | Solar | Solar Photovoltaic | 1 | FOR7 | 3 | 3 | 3 | NR | IPP Non-CHP | 3 | Q |  |  |  |  | 4 | Y | [5 empty] | 2019
62862 | MISO | Nabb Battery Energy Storage System | 15470 | Duke Energy Indiana, LLC | 38.5019 | -85.6946 | 15201 Nabb New Washington Rd | Nabb | IN | 47147 | Clark | RFC | MISO | Midcontinent Independent Transmission System Operator, Inc.. | Battery | Batteries | 1 | ES1 | 5 | 5 | 5 | RE | Electric Utility | 34.5 | I | [7 empty] | 5 | 5 | 5 | LIB | 2020
62868 | MISO | Elroy Solar | 62662 | Butter Solar, LLC | 43.732 | -90.025 | TBD | Mauston | WI | 53948 | Juneau | MRO | MISO | Midcontinent Independent Transmission System Operator, Inc.. | Solar | Solar Photovoltaic | 1 | ELR5 | 1.5 | 1.5 | 1.5 | NR | IPP Non-CHP | 1.5 | Q |  |  |  |  | 2 | Y | [5 empty] | 2019
62869 | MISO | St. Charles Solar | 62662 | Butter Solar, LLC | 43.976 | -92.032 | TBD | St Charles Township | MN | 55972 | Winona | MRO | MISO | Midcontinent Independent Transmission System Operator, Inc.. | Solar | Solar Photovoltaic | 1 | STC10 | 2 | 2 | 2 | NR | IPP Non-CHP | 2 | Q |  |  |  |  | 2.7 | Y | [5 empty] | 2019
62871 | SPP | Boiling Springs Wind Farm | 56215 | Big Sky Wind, LLC | 36.5465 | -99.3576 | 34127 South County Road 208 | Woodward | OK | 73801 | Woodward | MRO | SWPP | Southwest Power Pool | Wind | Onshore Wind Turbine | 1 | BGSPS | 148.4 | 148.4 | 148.4 | NR | IPP Non-CHP | 138 | Q |  | 60 | GE | 295.2 | [7 empty] | 2020
62874 | WECC | Acorn I Energy Storage LLC | 62747 | Acorn I Energy Storage LLC | 34.1965 | -118.9319 | 1205 Lawrence Drive | Thousand Oaks | CA | 91320 | Ventura | WECC | CISO | California Independent System Operator | Battery | Batteries | 1 | ACOR1 | 2 | 2 | 2 | NR | IPP Non-CHP | 16 | Q | [7 empty] | 6 | 2 | 2 | LIB | 2021
62875 | WECC | Wildcat I Energy Storage LLC | 62748 | Wildcat I Energy Storage LLC | 33.808 | -116.4898 | 1200 S. Gene Autry Trail | Palm Springs | CA | 92264 | Riverside | WECC | CISO | California Independent System Operator | Battery | Batteries | 1 | WILD1 | 3 | 3 | 3 | NR | IPP Non-CHP | 12 | Q | [7 empty] | 12 | 3 | 3 | LIB | 2021
62876 | PJM | Amazon Maryland DCA1 | 62715 | Westbound Solar LLC | 39.2226 | -76.469 | 1700 Sparrows Point Boulevard | Sparrows Point | MD | 21219 | Baltimore | RFC | PJM | PJM Interconnection, LLC | Solar | Solar Photovoltaic | 1 | DCA1 | 1.3 | 1.3 | 1.3 | NR | IPP Non-CHP | 12 | Q |  |  |  |  | 1.8 | N | [5 empty] | 2019
62877 | WECC | Amazon Denver DEN3 | 62715 | Westbound Solar LLC | 39.8851 | -104.9823 | 14601 Grant Street | Thornton | CO | 80023 | Adams | WECC | PSCO | Public Service Company of Colorado | Solar | Solar Photovoltaic | 1 | ADEN3 | 4.6 | 4.6 | 4.6 | NR | IPP Non-CHP | 12.47 | Q |  |  |  |  | 6 | N | [5 empty] | 2019
62889 | WECC | Hecate Energy Johanna Facility | 62763 | Hecate Energy Johanna Facility LLC | 33.7147 | -117.8531 | 2400 S Grand Ave | Santa Ana | CA | 92705 | Orange | WECC | CISO | California Independent System Operator | Battery | Batteries | 2 | HEGJF; HJFII | 20 | 20 | 20 | NR | IPP Non-CHP | 12 | Q | NODE | [6 empty] | 80 | 20 | 20 | LIB | 2021
62891 | MISO | Rosewater Wind Farm | 62761 | Rosewater Wind Farm LLC | 40.7709 | -86.875 | 6072 S St Rd 43 | Chalmers | IN | 47929 | White | RFC | MISO | Midcontinent Independent Transmission System Operator, Inc.. | Wind | Onshore Wind Turbine | 1 | ROSEW | 102 | 102 | 102 | NR | IPP Non-CHP | 138 | Q |  | 25 | Vestas | 344 | [7 empty] | 2020
62893 | MISO | Prairie Wolf Solar LLC | 62759 | National Grid Renewables | 39.5446 | -87.972 | TBD | Ashmore Township | IL | 61912 | Coles | SERC | MISO | Midcontinent Independent Transmission System Operator, Inc.. | Solar | Solar Photovoltaic | 1 | PWOLF | 200 | 200 | 200 | NR | IPP Non-CHP | 138 | Q |  |  |  |  | 255 | Y | [5 empty] | 2021
62899 | WECC | East Line Solar | 61012 | AES Distributed Energy | 32.847 | -111.5651 | TBD | Coolidge | AZ | 85131 | Pinal | WECC | SRP | Salt River Project | Solar | Solar Photovoltaic | 1 | EASTL | 100 | 100 | 100 | NR | IPP Non-CHP | 230 | Q |  |  |  |  | 121.4 | Y | [5 empty] | 2020
62901 | PJM | Phoenix Contact - CCHP Plant | 62767 | Phoenix Contact Services, Inc | 40.2294 | -76.7501 | 586 Fulling Mill Road | Middletown | PA | 17057 | Dauphin | RFC | PJM | PJM Interconnection, LLC | Natural Gas | Natural Gas Fired Combustion Turbine | 1 | CCHP | 1 | 1 | 1 | NR | Industrial CHP | 12.47 | COM | [11 empty] | 2014
62902 | WECC | Windsor Floating Solar | 62772 | CA ODEVI LLC | 38.5392 | -122.8151 | 84000 Windsor Road | Windsor | CA | 95492 | Sonoma | WECC | CISO | California Independent System Operator | Solar | Solar Photovoltaic | 1 | WUS15 | 1.5 | 1.5 | 1.5 | NR | IPP Non-CHP | 12 | Q |  |  |  |  | 1.8 | [6 empty] | 2020
62903 | PJM | NorthPark Solar | 60281 | Altus Power America Management, LLC | 40.2577 | -74.442 | 700 Rike Drive | Millstone | NJ | 8535 | Monmouth | RFC | PJM | PJM Interconnection, LLC | Solar | Solar Photovoltaic | 2 | NPSP1; NPSP2 | 10.6 | 10.6 | 10.6 | NR | IPP Non-CHP | 34.5 | Q |  |  |  |  | 12.3 | [6 empty] | 2016
62904 | PJM | Milhurst Solar | 60281 | Altus Power America Management, LLC | 40.255 | -74.3808 | 516 Highway 33 | Manalapan | NJ | 7726 | Monmouth | RFC | PJM | PJM Interconnection, LLC | Solar | Solar Photovoltaic | 1 | NPSMH | 1.3 | 1.3 | 1.3 | NR | IPP Non-CHP | 12.47 | Q |  |  |  |  | 1.6 | [6 empty] | 2015
62905 | PJM | Day Four Solar LLC | 60281 | Altus Power America Management, LLC | 40.053 | -74.556 | 100 Cookstown New Egypt Road | Wrightstown | NJ | 8562 | Burlington | RFC | PJM | PJM Interconnection, LLC | Solar | Solar Photovoltaic | 1 | DAY04 | 4.5 | 4.5 | 4.5 | NR | IPP Non-CHP | 34.5 | Q |  |  |  |  | 6 | [6 empty] | 2016
62906 | PJM | Augusta Solar Farm | 60281 | Altus Power America Management, LLC | 41.1 | -74.731 | 99 Hampton House Rd | Newton | NJ | 7860 | Sussex | RFC | PJM | PJM Interconnection, LLC | Solar | Solar Photovoltaic | 1 | AUGSF | 2.9 | 2.9 | 2.9 | NR | IPP Non-CHP | 12.47 | Q |  |  |  |  | 3.7 | [6 empty] | 2016
62908 | MISO | Anoka BESS | 62731 | Gopher Energy Storage, LLC | 45.32 | -93.48 | 14401 Llamma St | Anoka | MN | 55303 | Anoka | MRO | MISO | Midcontinent Independent Transmission System Operator, Inc.. | Battery | Batteries | 1 | BA | 6 | 6 | 6 | NR | IPP Non-CHP | 12.47 | Q | [7 empty] | 12 | 6 | 6 | LIB | 2018
62910 | PJM | MNCPPC Germantown Solar | 60531 | Standard Solar | 39.149 | -77.3179 | 18041 Central Park Circle | Boyds | MD | 20841 | Montgomery | SERC | PJM | PJM Interconnection, LLC | Solar | Solar Photovoltaic | 1 | X0008 | 1 | 1 | 1 | NR | IPP Non-CHP | 13.8 | Q |  |  |  |  | 1.4 | [6 empty] | 2018
62912 | PJM | Solar Hagerstown | 60025 | Greenbacker Renewable Energy Corporation | 39.6491 | -77.6784 | 1260 Security Rd | Hagerstown | MD | 21742 | Washington | RFC | PJM | PJM Interconnection, LLC | Solar | Solar Photovoltaic | 1 | 137 | 10 | 7.5 | 10 | NR | IPP Non-CHP | 34.5 | Q |  |  |  |  | 13.2 | Y | [5 empty] | 2020
62918 | PJM | Notre Dame Hydro | 19564 | University of Notre Dame | 41.676 | -86.2453 | South Niles Ave | South Bend | IN | 46617 | St Joseph | RFC | PJM | PJM Interconnection, LLC | Other | Conventional Hydroelectric | 1 | HYD1 | 2.5 | 2.5 | 2.5 | NR | Commercial Non-CHP | 12.47 | Q | [11 empty] | 2022
62926 | PJM | Jackson Generation, LLC | 62787 | Jackson Generation, LLC | 41.4385 | -88.1106 | 24650 South Brandon Road | Elwood | IL | 60421 | Will | RFC | PJM | PJM Interconnection, LLC | Natural Gas | Natural Gas Fired Combined Cycle | 2 | 01; 02 | 1288.6 | 1185.5 | 1185.5 | NR | IPP Non-CHP | 345 | Q | 2156111010; 2156111011 | [10 empty] | 2022
62931 | SPP | City of Pratt Solar | 62784 | Kenyon Energy KS Solar 1 LLC | 37.7106 | -98.7209 | NE 10th Ave | Pratt | KS | 67124 | Pratt | MRO | SWPP | Southwest Power Pool | Solar | Solar Photovoltaic | 1 | PRATT | 6 | 6 | 6 | NR | IPP Non-CHP | 12.47 | Q |  |  |  |  | 7.7 | [6 empty] | 2019
62935 | WECC | Orchard Windfarm 1, LLC | 62758 | Orchard Windfarm, LLC | 45.38 | -119.3332 | 73751 Alpine Lane | Lexington | OR | 97839 | Morrow | WECC | PACW | PacifiCorp - West | Wind | Onshore Wind Turbine | 1 | OCHW | 10 | 10 | 10 | NR | IPP Non-CHP | 69 | Q |  | 16 | GE | 89 | [7 empty] | 2020
62936 | WECC | Rattlesnake Flat | 62778 | Rattlesnake Flat, LLC | 46.941 | -118.5671 | 1473 E Phillips Road | Ritzville | WA | 99169 | Adams | WECC | AVA | Avista Corporation | Wind | Onshore Wind Turbine | 1 | RAT | 144 | 144 | 144 | NR | IPP Non-CHP | 115 | Q |  | 57 | Siemens Gamesa | 292 | [7 empty] | 2020
62937 | MISO | Athens BESS | 62731 | Gopher Energy Storage, LLC | 45.45 | -93.24 | 27072 Railroad Ave | Athens | MN | 55040 | Isanti | MRO | MISO | Midcontinent Independent Transmission System Operator, Inc.. | Battery | Batteries | 1 | BA | 6 | 6 | 6 | NR | IPP Non-CHP | 12.47 | Q | [7 empty] | 12 | 6 | 6 | LIB | 2018
62938 | MISO | Glen Ullin Energy Center | 59496 | ALLETE Clean Energy | 46.9641 | -101.8165 | 6043 30th Street SW | Glen Ullin | ND | 58631 | Morton | MRO | MISO | Midcontinent Independent Transmission System Operator, Inc.. | Wind | Onshore Wind Turbine | 1 | 39001 | 106.7 | 106.7 | 106.7 | NR | IPP Non-CHP | 230 | Q |  | 43 | GE | 295 | [7 empty] | 2019
62939 | WECC | South Peak Wind | 59496 | ALLETE Clean Energy | 47.3299 | -110.6146 | 6200 South Peak Road | Geyser | MT | 59447 | Judith Basin | WECC | NWMT | NorthWestern Energy (NWMT) | Wind | Onshore Wind Turbine | 1 | 41001 | 80 | 80 | 80 | NR | IPP Non-CHP | 230 | Q |  | 29 | GE | 290 | [7 empty] | 2020
62941 | PJM | DG AMP Rittman Rd | 60370 | DG AMP Solar, LLC | 41.0008 | -81.7507 | 10000 Rittman Rd | Wadsworth | OH | 44281 | Medina | RFC | PJM | PJM Interconnection, LLC | Solar | Solar Photovoltaic | 1 | AMPRR | 2.6 | 2.6 | 2.6 | NR | IPP Non-CHP | 12.47 | Q |  |  |  |  | 3.2 | [6 empty] | 2020
62942 | PJM | DG AMP 1048 Wadsworth | 60370 | DG AMP Solar, LLC | 41.0128 | -81.7643 | 1048 Seville Rd | Wadsworth | OH | 44281 | Medina | RFC | PJM | PJM Interconnection, LLC | Solar | Solar Photovoltaic | 1 | A1048 | 6.3 | 6.3 | 6.3 | NR | IPP Non-CHP | 12.47 | Q |  |  |  |  | 8.6 | Y | [5 empty] | 2019
62943 | MISO | Deuel Harvest Wind Energy LLC | 17650 | Southern Power Co | 44.8636 | -96.5346 | TBD | Clear Lake | SD | 57226 | Deuel | MRO | MISO | Midcontinent Independent Transmission System Operator, Inc.. | Wind | Onshore Wind Turbine | 1 | GEN1 | 300 | 300 | 300 | NR | IPP Non-CHP | 345 | I |  | 109 | GE | 292 | [7 empty] | 2021
62944 | PJM | Timber Road IV | 62796 | Paulding Wind Farm IV LLC | 41.121 | -84.751 | 9630 State Road 49 | Payne | OH | 45880 | Paulding | RFC | PJM | PJM Interconnection, LLC | Wind | Onshore Wind Turbine | 1 | TRIV | 125.1 | 125.1 | 125.1 | NR | IPP Non-CHP | 138 | Q |  | 31 | Vestas | 311.7 | [7 empty] | 2020
62946 | PJM | Dickinson Solar | 62795 | Dickinson Solar, LLC | 40.1976 | -77.2197 | 1260-90 Ritner Highway | Carlisle | PA | 17013 | Cumberland | RFC | PJM | PJM Interconnection, LLC | Solar | Solar Photovoltaic | 1 | DICK | 3 | 3 | 3 | NR | IPP Non-CHP | 12.47 | Q |  |  |  |  | 4.1 | [6 empty] | 2016
62948 | PJM | NASA Wallops Flight Facility Solar | 60146 | Ameresco Federal Solutions | 37.9381 | -75.4736 | 32400 Fulton St. | Wallops Island | VA | 23337 | Accomack | SERC | PJM | PJM Interconnection, LLC | Solar | Solar Photovoltaic | 4 | CRPT5; CRPT6; CRPT7; TRCK1 | 4.3 | 4.21 | 4.21 | NR | IPP Non-CHP | 12.47 | COM |  |  |  |  | 4.57 | Y | [5 empty] | 2020
62949 | PJM | Guernsey Power Station | 62806 | Guernsey Power Station LLC | 39.9364 | -81.5354 | 11160 Seneca Lane | Byesville | OH | 43723 | Guernsey | RFC | PJM | PJM Interconnection, LLC | Natural Gas | Natural Gas Fired Combined Cycle | 3 | GPS1; GPS2; GPS3 | 2055 | 1782 | 1875 | NR | IPP Non-CHP | 765 | Q | [11 empty] | 2023
62950 | PJM | Bluestone Solar | 62805 | Bluestone Farm Solar, LLC | 36.8115 | -78.4839 | 2918 Spanish Grove Road | Chase City | VA | 23924 | Mecklenburg | SERC | PJM | PJM Interconnection, LLC | Solar | Solar Photovoltaic | 1 | BLUE1 | 49.9 | 49.9 | 40.5 | NR | IPP Non-CHP | 115 | Q |  |  |  |  | 65.7 | Y | [5 empty] | 2021
62951 | PJM | Hawtree Solar | 62807 | Hawtree Creek Farm Solar, LLC | 36.533 | -78.105 | Peete Farm Road | Warrenton | NC | 27589 | Warren | SERC | PJM | PJM Interconnection, LLC | Solar | Solar Photovoltaic | 1 | HAWT1 | 65 | 65 | 50 | NR | IPP Non-CHP | 115 | Q |  |  |  |  | 88.5 | Y | [5 empty] | 2021
62952 | WECC | Cheyenne Ridge Wind Farm | 15466 | Public Service Co of Colorado | 39.0169 | -102.2113 | TBD | Cheyenne Wells | CO | 80810 | Cheyenne | WECC | PSCO | Public Service Company of Colorado | Wind | Onshore Wind Turbine | 1 | CRW01 | 498.4 | 477.1 | 477.1 | RE | Electric Utility | 345 | I |  | 229 | Vestas | 262 | [7 empty] | 2020
62955 | MISO | Badger Hollow I | 20860 | Wisconsin Public Service Corp | 42.9456 | -90.3494 | 2565 County Rd | Montfort | WI | 53569 | Iowa | RFC | MISO | Midcontinent Independent Transmission System Operator, Inc.. | Solar | Solar Photovoltaic | 1 | GEN1 | 150 | 150 | 150 | RE | Electric Utility | 138 | I |  |  |  |  | 191.6 | Y | [5 empty] | 2021
62956 | SPP | Thunderhead Wind Energy LLC | 49893 | Invenergy Services LLC | 42.062 | -98.239 | TBD | Boone | NE | 68620 | Antelope | MRO | SWPP | Southwest Power Pool | Wind | Onshore Wind Turbine | 1 | GEN1 | 300 | 300 | 300 | NR | IPP Non-CHP | 345 | Q |  | 108 | GE | 295 | [7 empty] | 2022
62957 | PJM | DG Iron Mountain | 62800 | DG Edison New Jersey LLC | 40.5213 | -74.3474 | 3003 Woodbridge Ave | Edison | NJ | 8837 | Middlesex | RFC | PJM | PJM Interconnection, LLC | Solar | Solar Photovoltaic | 1 | IRNMT | 5.4 | 5.4 | 5.4 | NR | IPP Non-CHP | 13.2 | Q |  |  |  |  | 7.2 | [6 empty] | 2020
62958 | PJM | DG Infineum | 62801 | DG Linden New Jersey LLC | 40.6402 | -74.2349 | 1600 Linden Ave | Linden | NJ | 7036 | Union | RFC | PJM | PJM Interconnection, LLC | Solar | Solar Photovoltaic | 1 | INFNM | 2 | 2 | 2 | NR | IPP Non-CHP | 26.4 | Q |  |  |  |  | 2.5 | [6 empty] | 2020
62959 | PJM | Whitehorn Solar | 62808 | Whitehorn Solar, LLC | 36.9314 | -79.3587 | 799 Taylors Mill Road | Gretna | VA | 24557 | Pittsylvania | SERC | PJM | PJM Interconnection, LLC | Solar | Solar Photovoltaic | 1 | WHIT1 | 50 | 50 | 50 | NR | IPP Non-CHP | 69 | Q |  |  |  |  | 65.7 | Y | [5 empty] | 2021
62961 | MISO | Novel Brooten Solar CSG | 63359 | REA Investments, LLC | 45.5126 | -95.1135 | 27000 Country Road 18 | Brooten | MN | 56316 | Stearns | MRO | MISO | Midcontinent Independent Transmission System Operator, Inc.. | Solar | Solar Photovoltaic | 1 | BROOT | 1 | 1 | 1 | NR | IPP Non-CHP | 480 | Q |  |  |  |  | 1.5 | [6 empty] | 2019
62962 | MISO | Novel Reber Solar CSG | 63359 | REA Investments, LLC | 45.6287 | -94.5937 | 23245 350th Street | Albany | MN | 56307 | Stearns | MRO | MISO | Midcontinent Independent Transmission System Operator, Inc.. | Solar | Solar Photovoltaic | 1 | REBER | 1 | 1 | 1 | NR | IPP Non-CHP | 480 | Q |  |  |  |  | 1.5 | [6 empty] | 2019
62963 | MISO | Novel Historical Society Solar CSG | 63359 | REA Investments, LLC | 44.7877 | -95.3605 | 82910 160th Street | Sacred Heart | MN | 56285 | Renville | MRO | MISO | Midcontinent Independent Transmission System Operator, Inc.. | Solar | Solar Photovoltaic | 1 | HIST | 1 | 1 | 1 | NR | IPP Non-CHP | 480 | Q |  |  |  |  | 1.3 | [6 empty] | 2019
62964 | WECC | El Sol BESS | 49893 | Invenergy Services LLC | 33.568 | -112.3059 | TBD | Phoenix | AZ | 85363 | Maricopa | WECC | AZPS | Arizona Public Service Company | Battery | Batteries | 1 | EL50M | 50 | 50 | 50 | NR | IPP Non-CHP | 12.47 | Q | [7 empty] | 50 | 50 | 50 | LIB | 2023
62966 | MISO | Novel Herber Solar CSG | 63359 | REA Investments, LLC | 44.1067 | -91.8873 | 19900 County Road 114 | Rollingstone | MN | 55969 | Winona | MRO | MISO | Midcontinent Independent Transmission System Operator, Inc.. | Solar | Solar Photovoltaic | 1 | HERB | 1 | 1 | 1 | NR | IPP Non-CHP | 480 | Q |  |  |  |  | 1.4 | [6 empty] | 2020
62967 | MISO | Novel Herickhoff Solar CSG | 63359 | REA Investments, LLC | 45.8472 | -95.1484 | 4659 State Highway 27 SE | Osakis | MN | 56360 | Douglas | MRO | MISO | Midcontinent Independent Transmission System Operator, Inc.. | Solar | Solar Photovoltaic | 1 | HERIC | 1 | 1 | 1 | NR | IPP Non-CHP | 480 | Q |  |  |  |  | 1.4 | [6 empty] | 2020
62979 | MISO | Novel DeCook Solar CSG | 63359 | REA Investments, LLC | 44.0128 | -92.627 | 519 95th Ave SW | Byron | MN | 55920 | Olmsted | MRO | MISO | Midcontinent Independent Transmission System Operator, Inc.. | Solar | Solar Photovoltaic | 1 | DECO | 1 | 1 | 1 | NR | IPP Non-CHP | 480 | Q |  |  |  |  | 1.4 | [6 empty] | 2020
62980 | WECC | Turquoise Liberty Solar | 57222 | Liberty Utilities (CalPeco Electric) LLC | 39.59 | -119.52 | 21905 Reno Technology Parkway | Sparks | NV | 89434 | Washoe | WECC | NEVP | Nevada Power Company | Solar | Solar Photovoltaic | 1 | PV | 10 | 10 | 10 | RE | Electric Utility | 120 | I |  |  |  |  | 11 | Y | [5 empty] | 2019
62982 | MISO | Novel Schmoll Farms Solar CSG | 63359 | REA Investments, LLC | 43.97 | -92.86 | 66470 MN-56 | Dodge Center | MN | 55927 | Dodge | MRO | MISO | Midcontinent Independent Transmission System Operator, Inc.. | Solar | Solar Photovoltaic | 1 | SCHM | 1 | 1 | 1 | NR | IPP Non-CHP | 480 | Q |  |  |  |  | 1.4 | N | [5 empty] | 2020
62983 | MISO | Novel Pederson Solar CSG | 63359 | REA Investments, LLC | 45.6263 | -94.0501 | 5402 Golden Spike Rd NE | Sauk Rapids | MN | 56379 | Benton | MRO | MISO | Midcontinent Independent Transmission System Operator, Inc.. | Solar | Solar Photovoltaic | 1 | PED | 1 | 1 | 1 | NR | IPP Non-CHP | 480 | Q |  |  |  |  | 1.4 | [6 empty] | 2020
62984 | MISO | Novel Jewison Solar CSG | 63359 | REA Investments, LLC | 44.21 | -93.66 | 43598 Elysian Lake Road E | Janesville | MN | 56048 | Waseca | MRO | MISO | Midcontinent Independent Transmission System Operator, Inc.. | Solar | Solar Photovoltaic | 1 | JEWI | 1 | 1 | 1 | NR | IPP Non-CHP | 480 | Q |  |  |  |  | 1.1 | [6 empty] | 2020
62985 | MISO | Novel Byron Solar CSG | 63359 | REA Investments, LLC | 44.01 | -92.62 | 1509 County Club Road SE | Byron | MN | 55920 | Olmsted | MRO | MISO | Midcontinent Independent Transmission System Operator, Inc.. | Solar | Solar Photovoltaic | 1 | BYRN | 1 | 1 | 1 | NR | IPP Non-CHP | 480 | Q |  |  |  |  | 1.4 | [6 empty] | 2020
62986 | MISO | Novel Kanewischer Solar CSG | 63359 | REA Investments, LLC | 44.05 | -93.5 | 32718 128 St | Waseca | MN | 56093 | Waseca | MRO | MISO | Midcontinent Independent Transmission System Operator, Inc.. | Solar | Solar Photovoltaic | 1 | KANE | 1 | 1 | 1 | NR | IPP Non-CHP | 480 | Q |  |  |  |  | 1.4 | [6 empty] | 2020
62987 | WECC | Grossmont HS Solar Project | 61944 | MN8 Energy LLC | 32.8165 | -116.9996 | 1100 Murray Dr | El Cajon | CA | 92020 | San Diego | WECC | CISO | California Independent System Operator | Solar | Solar Photovoltaic | 1 | GHSP | 1.4 | 1.3 | 0.8 | NR | Commercial Non-CHP | 12 | Q |  |  |  |  | 1.5 | [6 empty] | 2018
62988 | WECC | Wildflower Solar 1 | 62842 | Lightsource Renewable Energy Asset Management, LLC | 38.705 | -121.477 | 7501 West 6th Street | Elverta | CA | 95626 | Sacramento | WECC | BANC | Balancing Authority of Northern California | Solar | Solar Photovoltaic | 1 | CAWF1 | 13 | 13 | 13 | NR | IPP Non-CHP | 69 | Q | NP-15 |  |  |  | 16.5 | Y | [5 empty] | 2020
62989 | PJM | Whitetail Solar 1 | 62842 | Lightsource Renewable Energy Asset Management, LLC | 40.1397 | -77.61 | 10500 Mowersville Road | Newburg | PA | 17240 | Franklin | RFC | PJM | PJM Interconnection, LLC | Solar | Solar Photovoltaic | 1 | PAWT1 | 13.5 | 13.5 | 13.5 | NR | IPP Non-CHP | 23 | Q | 2156109436 |  |  |  | 18.2 | Y | [5 empty] | 2019
62990 | PJM | Whitetail Solar 2 | 62842 | Lightsource Renewable Energy Asset Management, LLC | 39.9042 | -77.8142 | 1875 Pioneer Drive | St. Thomas | PA | 17252 | Franklin | RFC | PJM | PJM Interconnection, LLC | Solar | Solar Photovoltaic | 1 | PAWT2 | 20 | 20 | 20 | NR | IPP Non-CHP | 34.5 | Q | 2156109756 |  |  |  | 27 | Y | [5 empty] | 2020
62991 | PJM | Whitetail Solar 3 | 62842 | Lightsource Renewable Energy Asset Management, LLC | 39.8782 | -77.7691 | 3306 St Thomas-Williamson Road | Chambersburg | PA | 17202 | Franklin | RFC | PJM | PJM Interconnection, LLC | Solar | Solar Photovoltaic | 1 | PAWT3 | 20 | 20 | 20 | NR | IPP Non-CHP | 34.5 | Q | 2156109757 |  |  |  | 27 | Y | [5 empty] | 2020
62993 | SPP | Johnson Corner Solar 1 | 62842 | Lightsource Renewable Energy Asset Management, LLC | 37.547 | -101.7992 | 2028 S. Road N | Johnson City | KS | 67855 | Stanton | MRO | SWPP | Southwest Power Pool | Solar | Solar Photovoltaic | 1 | KSJC1 | 20 | 20 | 20 | NR | IPP Non-CHP | 115 | Q | SECIJOHNCR2UNJCSOLAR_RA |  |  |  | 27.5 | Y | [5 empty] | 2020
62994 | WECC | Bluewater CDEC 1 | 62842 | Lightsource Renewable Energy Asset Management, LLC | 35.241 | -107.9523 | 32 Roberts Road | Bluewater | NM | 87005 | Cibola | WECC | PNM | Public Service Company of New Mexico | Solar | Solar Photovoltaic | 1 | NMBW1 | 2.4 | 2.4 | 2.4 | NR | IPP Non-CHP | 24.9 | Q |  |  |  |  | 3.1 | Y | [5 empty] | 2019
62995 | WECC | Grants CDEC 2 | 62842 | Lightsource Renewable Energy Asset Management, LLC | 35.14 | -107.821 | 325 Sakelares Boulevard | Grants | NM | 87020 | Cibola | WECC | PNM | Public Service Company of New Mexico | Solar | Solar Photovoltaic | 1 | NMGR1 | 4.5 | 4.5 | 4.5 | NR | IPP Non-CHP | 24.9 | Q |  |  |  |  | 5.8 | Y | [5 empty] | 2019
63001 | WECC | Whitegrass No. 1 | 62861 | Open Mountain Energy LLC. | 39.1633 | -119.1805 | 21 Julian Lane | Yerington | NV | 89447 | Lyon | WECC | NEVP | Nevada Power Company | Other | Geothermal | 4 | OH1; OH2; OL1; OL2 | 6.4 | 6.4 | 6.4 | NR | IPP Non-CHP | 24.9 | Q | [11 empty] | 2018
63003 | PJM | Midland Wind | 15399 | Avangrid Power LLC | 41.2692 | -89.995 | 8486 E 2270 St | Kewane | IL | 61443 | Henry | SERC | PJM | PJM Interconnection, LLC | Wind | Onshore Wind Turbine | 1 | 1 | 105.5 | 105.5 | 105.5 | NR | IPP Non-CHP | 138 | Q |  | 28 | Vestas | 344 | [7 empty] | 2023
63004 | MISO | Novel Bartel Solar CSG | 63359 | REA Investments, LLC | 44.0437 | -92.6775 | 1645 13th Street NW | Byron | MN | 55920 | Olmsted | MRO | MISO | Midcontinent Independent Transmission System Operator, Inc.. | Solar | Solar Photovoltaic | 1 | BART | 1 | 1 | 1 | NR | IPP Non-CHP | 480 | Q |  |  |  |  | 1.4 | [6 empty] | 2020
63005 | MISO | Novel Haley Solar CSG | 63359 | REA Investments, LLC | 44.09 | -93.54 | 11679 375 Ave. | Waseca | MN | 56093 | Waseca | MRO | MISO | Midcontinent Independent Transmission System Operator, Inc.. | Solar | Solar Photovoltaic | 1 | HALY | 1 | 1 | 1 | NR | IPP Non-CHP | 480 | Q |  |  |  |  | 1.4 | [6 empty] | 2020
63007 | MISO | Novel MNDot Solar CSG | 63359 | REA Investments, LLC | 44.9462 | -92.8104 | 14201 Hudson Road S. | Afton | MN | 55001 | Washington | MRO | MISO | Midcontinent Independent Transmission System Operator, Inc.. | Solar | Solar Photovoltaic | 1 | MNDT | 1 | 1 | 1 | NR | IPP Non-CHP | 480 | Q |  |  |  |  | 1.4 | N | [5 empty] | 2020
63008 | MISO | Novel Winegar Partnership Solar CSG | 63359 | REA Investments, LLC | 44.0885 | -93.5548 | 10553 Old Highway 14 | Waseca | MN | 56093 | Waseca | MRO | MISO | Midcontinent Independent Transmission System Operator, Inc.. | Solar | Solar Photovoltaic | 1 | WINE | 1 | 1 | 1 | NR | IPP Non-CHP | 480 | Q |  |  |  |  | 1.4 | N | [5 empty] | 2021
63009 | MISO | Novel Peter Solar CSG | 63359 | REA Investments, LLC | 44.1961 | -93.6087 | 7793 State Highway 60 | Waterville | MN | 56096 | Le Sueur | MRO | MISO | Midcontinent Independent Transmission System Operator, Inc.. | Solar | Solar Photovoltaic | 1 | PETR | 1 | 1 | 1 | NR | IPP Non-CHP | 480 | Q |  |  |  |  | 1.4 | N | [5 empty] | 2021
63010 | MISO | Novel Benedix Solar CSG | 63359 | REA Investments, LLC | 44.1113 | -92.7468 | 58128 245 th Ave. | Mantorville | MN | 55955 | Dodge | MRO | MISO | Midcontinent Independent Transmission System Operator, Inc.. | Solar | Solar Photovoltaic | 1 | BNDX | 1 | 1 | 1 | NR | IPP Non-CHP | 480 | Q |  |  |  |  | 1.4 | N | [5 empty] | 2020
63019 | MISO | Green Lake Solar | 62870 | Heritage Sustainable Energy. LLC | 44.7767 | -85.6923 | 7661 US31 | Interlochen | MI | 49685 | Grand Traverse | RFC | MISO | Midcontinent Independent Transmission System Operator, Inc.. | Solar | Solar Photovoltaic | 1 | GRN1 | 1 | 1 | 1 | NR | IPP Non-CHP | 13.8 | Q |  |  |  |  | 1.2 | [6 empty] | 2018
63020 | MISO | TCLP Solar Phase 1 | 62870 | Heritage Sustainable Energy. LLC | 44.7767 | -85.6923 | 7889 E.Traverse Hwy | Traverse City | MI | 49685 | Leelanau | RFC | MISO | Midcontinent Independent Transmission System Operator, Inc.. | Solar | Solar Photovoltaic | 1 | TCLP1 | 1 | 1 | 1 | NR | IPP Non-CHP | 13.8 | Q |  |  |  |  | 1.2 | [6 empty] | 2017
63021 | WECC | SCCCD - Clovis Community College | 62856 | Forefront Power, LLC | 36.8855 | -119.7319 | 10309 N Willow Ave | Fresno | CA | 93720 | Fresno | WECC | CISO | California Independent System Operator | Solar | Solar Photovoltaic | 1 | 232 | 1.2 | 1.2 | 1.2 | NR | IPP Non-CHP | 21 | Q |  |  |  |  | 1.3 | N | [5 empty] | 2018
63022 | WECC | Fort Carson Battery Energy Storage Syste | 62876 | Department of the Army, Fort Carson | 38.7455 | -104.7777 | 1246 Minick Ave | Fort Carson | CO | 80913 | El Paso | WECC | WACM | Western Area Power Administration - Rocky Mountain Region | Battery | Batteries | 1 | 1 | 4.2 | 4.2 | 4.2 | RE | Commercial Non-CHP | 12.47 | F | [7 empty] | 8.5 | 4.2 | 4.2 | LIB | 2018
63023 | PJM | Jefferson Torresdale Hospital | 62877 | Jefferson Torresdale Hospital | 40.0711 | -74.9831 | 10800 Knights Road | Philadelphia | PA | 19114 | Philadelphia | RFC | PJM | PJM Interconnection, LLC | Natural Gas | Natural Gas Internal Combustion Engine | 1 | COGEN | 1.1 | 1.1 | 1.1 | NR | Commercial CHP | 13.2 | COM | [11 empty] | 2016
63024 | PJM | Hertford Solar Power, LLC | 63631 | Capital V LLC | 36.268 | -77.0282 | 203 S Early Station Road | Ahoskie | NC | 27910 | Hertford | SERC | PJM | PJM Interconnection, LLC | Solar | Solar Photovoltaic | 1 | KEH | 10 | 10 | 10 | NR | IPP Non-CHP | 34.5 | Q |  |  |  |  | 13.9 | Y | [5 empty] | 2022 | 2061
63029 | PJM | Hardin Solar Energy LLC | 58468 | Dominion Renewable Energy | 40.6595 | -83.8137 | 2465 Township Rd. No. 120 | Alger | OH | 45812 | Hardin | RFC | PJM | PJM Interconnection, LLC | Solar | Solar Photovoltaic | 1 | GEN1 | 150 | 150 | 150 | NR | IPP Non-CHP | 345 | I |  |  |  |  | 199.3 | Y | [5 empty] | 2021
63031 | PJM | Gloucester Solar | 5248 | Dominion Energy Inc. | 37.45 | -76.45 | 9375 John Clayton Memorial Hig | Gloucester | VA | 23061 | Gloucester | SERC | PJM | PJM Interconnection, LLC | Solar | Solar Photovoltaic | 1 | GLSO | 19.9 | 19.8 | 19.8 | RE | Electric Utility | 34.5 | I |  |  |  |  | 27.8 | Y | [5 empty] | 2019
63033 | MISO | FastSun 19 CSG | 60281 | Altus Power America Management, LLC | 44.6552 | -93.1108 | 2180 200th Street West | Farmington | MN | 55024 | Dakota | MRO | MISO | Midcontinent Independent Transmission System Operator, Inc.. | Solar | Solar Photovoltaic | 1 | FS19 | 1 | 1 | 1 | NR | IPP Non-CHP | 13.8 | Q |  |  |  |  | 1.4 | [6 empty] | 2020
63034 | MISO | FastSun 18 CSG | 60281 | Altus Power America Management, LLC | 43.8654 | -91.3275 | 32979 County Road 1 | La Crescent | MN | 55947 | Winona | MRO | MISO | Midcontinent Independent Transmission System Operator, Inc.. | Solar | Solar Photovoltaic | 1 | FS18 | 1 | 1 | 1 | NR | IPP Non-CHP | 13.8 | Q |  |  |  |  | 1.3 | Y | [5 empty] | 2020
63035 | MISO | FastSun 13 CSG | 60281 | Altus Power America Management, LLC | 45.8417 | -95.148 | 5211 State Highway 27 South Ea | Osakis | MN | 56360 | Douglas | MRO | MISO | Midcontinent Independent Transmission System Operator, Inc.. | Solar | Solar Photovoltaic | 1 | FS13 | 1 | 1 | 1 | NR | IPP Non-CHP | 15 | Q |  |  |  |  | 1.3 | Y | [5 empty] | 2019
63036 | MISO | FastSun 14 CSG | 60281 | Altus Power America Management, LLC | 44.179 | -93.8652 | 22083 604th Avenue | Eagle Lake | MN | 56024 | Blue Earth | MRO | MISO | Midcontinent Independent Transmission System Operator, Inc.. | Solar | Solar Photovoltaic | 1 | FS14 | 1 | 1 | 1 | NR | IPP Non-CHP | 12.47 | Q |  |  |  |  | 1.4 | Y | [5 empty] | 2019
63037 | MISO | FastSun 11 CSG | 60281 | Altus Power America Management, LLC | 44.3009 | -92.7362 | 14657 Highway 60 Boulevard | Zumbrota | MN | 55992 | Goodhue | MRO | MISO | Midcontinent Independent Transmission System Operator, Inc.. | Solar | Solar Photovoltaic | 1 | FS11 | 1 | 1 | 1 | NR | IPP Non-CHP | 12.5 | Q |  |  |  |  | 1.4 | Y | [5 empty] | 2020
63038 | MISO | FastSun 10 CSG | 60281 | Altus Power America Management, LLC | 44.2915 | -92.7195 | 15500 Highway 60 Boulevard | Zumbrota | MN | 55992 | Goodhue | MRO | MISO | Midcontinent Independent Transmission System Operator, Inc.. | Solar | Solar Photovoltaic | 1 | FS10 | 1 | 1 | 1 | NR | IPP Non-CHP | 12.5 | Q |  |  |  |  | 1.4 | Y | [5 empty] | 2020
63039 | MISO | FastSun 8 CSG | 60281 | Altus Power America Management, LLC | 44.2605 | -94.2908 | 51284 County Road 21 | Courtland | MN | 56021 | Nicollet | MRO | MISO | Midcontinent Independent Transmission System Operator, Inc.. | Solar | Solar Photovoltaic | 1 | FS8 | 1 | 1 | 1 | NR | IPP Non-CHP | 12.47 | Q |  |  |  |  | 1.4 | Y | [5 empty] | 2019
63040 | MISO | FastSun 9 CSG | 60281 | Altus Power America Management, LLC | 44.2954 | -92.6957 | 16919 Highway 60 Blvd | Zumbrota | MN | 55992 | Goodhue | MRO | MISO | Midcontinent Independent Transmission System Operator, Inc.. | Solar | Solar Photovoltaic | 1 | FS9 | 1 | 1 | 1 | NR | IPP Non-CHP | 12.5 | Q |  |  |  |  | 1.4 | Y | [5 empty] | 2020
63042 | MISO | FastSun 3 CSG | 60281 | Altus Power America Management, LLC | 45.6177 | -94.4865 | 34206 Smiley Drive | Albany | MN | 56037 | Stearns | MRO | MISO | Midcontinent Independent Transmission System Operator, Inc.. | Solar | Solar Photovoltaic | 1 | FS3 | 1 | 1 | 1 | NR | IPP Non-CHP | 15 | Q |  |  |  |  | 1.4 | Y | [5 empty] | 2019
63043 | MISO | FastSun 7 CSG | 60281 | Altus Power America Management, LLC | 44.7192 | -94.4941 | 25000 70th Street | Stewart | MN | 55385 | McLeod | MRO | MISO | Midcontinent Independent Transmission System Operator, Inc.. | Solar | Solar Photovoltaic | 1 | FS7 | 1 | 1 | 1 | NR | IPP Non-CHP | 15 | Q |  |  |  |  | 1.2 | Y | [5 empty] | 2019
63045 | MISO | FastSun 5 CSG | 60281 | Altus Power America Management, LLC | 43.8595 | -91.3196 | 33114 County Road 1 | La Crescent | MN | 55947 | Winona | MRO | MISO | Midcontinent Independent Transmission System Operator, Inc.. | Solar | Solar Photovoltaic | 1 | FS5 | 1 | 1 | 1 | NR | IPP Non-CHP | 13.8 | Q |  |  |  |  | 1.4 | [6 empty] | 2020
63046 | MISO | FastSun 1 CSG | 60281 | Altus Power America Management, LLC | 45.0723 | -94.3067 | 22300 725th Avenue | Dassel | MN | 55325 | Meeker | MRO | MISO | Midcontinent Independent Transmission System Operator, Inc.. | Solar | Solar Photovoltaic | 1 | FS1 | 1 | 1 | 1 | NR | IPP Non-CHP | 15 | Q |  |  |  |  | 1.3 | Y | [5 empty] | 2019
63049 | WECC | Prineville Solar Energy LLC | 49893 | Invenergy Services LLC | 44.1633 | -120.5241 | TBD | Prineville | OR | 97754 | Crook | WECC | PACW | PacifiCorp - West | Solar | Solar Photovoltaic | 1 | GEN1 | 40 | 46.2 | 46.2 | NR | IPP Non-CHP | 115 | Q |  |  |  |  | 51.2 | Y | [5 empty] | 2021
63050 | WECC | Millican Solar Energy LLC | 49893 | Invenergy Services LLC | 44.1541 | -120.5341 | TBD | Prineville | OR | 97754 | Crook | WECC | PACW | PacifiCorp - West | Solar | Solar Photovoltaic | 1 | GEN1 | 70 | 71.4 | 71.4 | NR | IPP Non-CHP | 115 | Q |  |  |  |  | 76.8 | Y | [5 empty] | 2021
63053 | MISO | Palo Alto Wind Farm | 12341 | MidAmerican Energy Co | 43.2067 | -94.5481 | 1405 25th St., | Emmetsburg | IA | 50536 | Palo Alto | MRO | MISO | Midcontinent Independent Transmission System Operator, Inc.. | Wind | Onshore Wind Turbine | 2 | PAWF; PAWF2 | 340 | 340 | 340 | RE | Electric Utility | 345 | I | MEC.PALOALTO1 | 170 | Vestas | 311.7 | [7 empty] | 2020
63054 | WECC | CalCity Solar 1 | 62885 | CalCity Solar 1, LLC | 35.1414 | -117.9657 | 9101 Mendiburu Road | California City | CA | 93505 | Kern | WECC | CISO | California Independent System Operator | Solar | Solar Photovoltaic | 1 | CALTR | 3 | 3 | 3 | NR | IPP Non-CHP | 12.5 | Q |  |  |  |  | 3.8 | Y | [5 empty] | 2019
63061 | WECC | Clover Creek Solar Community Solar | 61012 | AES Distributed Energy | 39.8407 | -111.8877 | Goshen Canyon Rd | Mona | UT | 84645 | Juab | WECC | PACE | PacifiCorp - East | Solar | Solar Photovoltaic | 1 | CLVR | 80 | 80 | 80 | NR | IPP Non-CHP | 345 | Q |  |  |  |  | 107.3 | Y | [5 empty] | 2021
63068 | WECC | SCCCD - Fresno Community College | 62856 | Forefront Power, LLC | 36.7666 | -119.7986 | 1101 E University Ave | Fresno | CA | 93741 | Fresno | WECC | CISO | California Independent System Operator | Solar | Solar Photovoltaic | 1 | 231 | 2.2 | 2.2 | 2.2 | NR | IPP Non-CHP | 21 | Q |  |  |  |  | 2.4 | N | [5 empty] | 2018
63069 | PJM | Harmony Road Solar | 62856 | Forefront Power, LLC | 42.164 | -88.4625 | 13719 Harmony Rd | Huntley | IL | 60142 | McHenry | RFC | PJM | PJM Interconnection, LLC | Solar | Solar Photovoltaic | 1 | 1823 | 1.9 | 1.9 | 1.9 | NR | IPP Non-CHP | 21 | Q |  |  |  |  | 2.2 | N | [5 empty] | 2020
63070 | PJM | Square Barn Solar | 62856 | Forefront Power, LLC | 42.164 | -88.383 | 650 Academic Dr | Algonquin | IL | 60102 | McHenry | RFC | PJM | PJM Interconnection, LLC | Solar | Solar Photovoltaic | 1 | 1820 | 1.5 | 1.5 | 1.5 | NR | IPP Non-CHP | 21 | Q |  |  |  |  | 1.7 | N | [5 empty] | 2020
63071 | PJM | Reed Road Solar | 62856 | Forefront Power, LLC | 42.1109 | -88.2403 | 10920 Reed Road | Lake In The Hills | IL | 60102 | McHenry | RFC | PJM | PJM Interconnection, LLC | Solar | Solar Photovoltaic | 1 | 1822 | 1.3 | 1.3 | 1.3 | NR | IPP Non-CHP | 21 | Q |  |  |  |  | 1.6 | N | [5 empty] | 2020
63072 | PJM | BTC2 Solar (CSG) | 61227 | Nautilus Solar Solutions | 39.4181 | -76.3977 | 11956 Philadelphia Road | Kingsville | MD | 21087 | Baltimore | NPCC | PJM | PJM Interconnection, LLC | Solar | Solar Photovoltaic | 1 | 18 | 2 | 2 | 2 | NR | IPP Non-CHP | 21 | Q |  |  |  |  | 3 | Y | [5 empty] | 2019
63073 | PJM | Mooseheart School Solar | 62856 | Forefront Power, LLC | 41.8233 | -88.3378 | 17-31 James J. Davis Dr | Mooseheart | IL | 60142 | Kane | RFC | PJM | PJM Interconnection, LLC | Solar | Solar Photovoltaic | 1 | 1817 | 2 | 2 | 2 | NR | IPP Non-CHP | 21 | Q |  |  |  |  | 2.8 | N | [5 empty] | 2020
63074 | WECC | Reedley Community College Solar | 62856 | Forefront Power, LLC | 36.6056 | -119.4577 | 995 N Reed Ave | Reedley | CA | 93654 | Fresno | WECC | CISO | California Independent System Operator | Solar | Solar Photovoltaic | 1 | 234 | 2.6 | 2.6 | 2.6 | NR | IPP Non-CHP | 21 | Q |  |  |  |  | 2.8 | N | [5 empty] | 2018
63075 | PJM | Upper Marlboro 1 CSG | 61227 | Nautilus Solar Solutions | 38.7892 | -76.8009 | 7420 South Osborne Road | Upper Marlboro | MD | 20772 | Prince Georges | NPCC | PJM | PJM Interconnection, LLC | Solar | Solar Photovoltaic | 1 | 20 | 2 | 2 | 2 | NR | IPP Non-CHP | 21 | Q |  |  |  |  | 3 | Y | [5 empty] | 2019
63076 | PJM | Gutenberg Solar | 5248 | Dominion Energy Inc. | 36.4864 | -77.5348 | 1701 Cornwallis Road | Garysburg | NC | 27831 | Northampton | SERC | PJM | PJM Interconnection, LLC | Solar | Solar Photovoltaic | 1 | GUTN | 79.9 | 79.9 | 79.9 | RE | Electric Utility | 115 | I |  |  |  |  | 119 | Y | [5 empty] | 2019
63077 | PJM | Twittys Creek Solar, LLC | 62627 | Cardinal Renewables | 37.0184 | -78.5813 | Hwy 59 | Keysville | VA | 23947 | Charlotte | SERC | PJM | PJM Interconnection, LLC | Solar | Solar Photovoltaic | 1 | VATC | 13.8 | 13.8 | 13.8 | NR | IPP Non-CHP | 34.5 | Q |  |  |  |  | 17.4 | Y | [5 empty] | 2020
63078 | WECC | Eagle Creek | 60059 | ZGlobal Inc | 35.214 | -119.3952 | 27845 Highway 119 | Taft | CA | 93268 | Kern | WECC | CISO | California Independent System Operator | Solar | Solar Photovoltaic | 1 | EGCRK | 3 | 3 | 3 | NR | IPP Non-CHP | 12 | Q |  |  |  |  | 4.1 | Y | [5 empty] | 2019
63080 | WECC | Harry Allen Solar Energy LLC | 49893 | Invenergy Services LLC | 36.434 | -114.9471 | 10500 US Hwy 93 | Apex | NV | 98191 | Clark | WECC | NEVP | Nevada Power Company | Solar | Solar Photovoltaic | 1 | GEN1 | 100 | 100 | 100 | NR | IPP Non-CHP | 230 | Q |  |  |  |  | 123.5 | Y | [5 empty] | 2021
63081 | WECC | San Miguel I Solar Energy Center | 59300 | PNM Resources | 35.6346 | -105.1784 | 250 NM Highway 250 | Las Vegas | NM | 87701 | San Miguel | WECC | PNM | Public Service Company of New Mexico | Solar | Solar Photovoltaic | 1 | SMI | 10 | 10 | 8.2 | RE | Electric Utility | 12.47 | I |  |  |  |  | 12.8 | Y | [5 empty] | 2019
63082 | WECC | San Miguel II Solar Energy Center | 59300 | PNM Resources | 35.6347 | -105.1732 | 250 NM Highway 250 | Las Vegas | NM | 87701 | San Miguel | WECC | PNM | Public Service Company of New Mexico | Solar | Solar Photovoltaic | 1 | SMII | 10 | 10 | 8.2 | RE | Electric Utility | 12.47 | I |  |  |  |  | 12.5 | Y | [5 empty] | 2019
63083 | PJM | Caden Energix Pamplin LLC | 62834 | Caden Energix Pamplin LLC | 37.3294 | -78.7659 | North side of Route 60 | Appomattox | VA | 24522 | Appomattox | SERC | PJM | PJM Interconnection, LLC | Solar | Solar Photovoltaic | 1 | ENX04 | 15.7 | 15.7 | 15.7 | NR | IPP Non-CHP | 34.5 | Q |  |  |  |  | 19.8 | Y | [5 empty] | 2020
63084 | PJM | Caden Energix Hickory LLC | 62835 | Caden Energix Hickory LLC | 36.6241 | -76.1943 | Ballentine Rd | Chesapeake | VA | 23322 | Chesapeake City | SERC | PJM | PJM Interconnection, LLC | Solar | Solar Photovoltaic | 2 | ENX02; ENX03 | 32 | 32 | 32 | NR | IPP Non-CHP | 34.5 | Q |  |  |  |  | 40.3 | Y | [5 empty] | 2020
63085 | PJM | White CSG | 61227 | Nautilus Solar Solutions | 39.2058 | -76.4805 | 9155 Old Court Road | Baltimore | MD | 21244 | Baltimore | NPCC | PJM | PJM Interconnection, LLC | Solar | Solar Photovoltaic | 1 | 15124 | 2 | 2 | 2 | NR | IPP Non-CHP | 21 | Q |  |  |  |  | 2.3 | Y | [5 empty] | 2020
63087 | PJM | Caden Energix Rives Road LLC | 62900 | Caden Energix Rives Road LLC | 37.1778 | -77.3376 | 3513 Rives Road | Petersburg | VA | 23805 | Prince George | SERC | PJM | PJM Interconnection, LLC | Solar | Solar Photovoltaic | 1 | ENX01 | 19.7 | 19.7 | 19.7 | NR | IPP Non-CHP | 34.5 | Q |  |  |  |  | 20.9 | Y | [5 empty] | 2020
63089 | PJM | Gibbons CSG | 61227 | Nautilus Solar Solutions | 38.1154 | -75.2149 | 5844 Worcester Highway | Snow Hill | MD | 21863 | Worcester | NPCC | PJM | PJM Interconnection, LLC | Solar | Solar Photovoltaic | 1 | 15122 | 2 | 2 | 2 | NR | IPP Non-CHP | 21 | Q |  |  |  |  | 2.5 | Y | [5 empty] | 2019
63090 | MISO | Athens - Coopers Corner BESS | 62731 | Gopher Energy Storage, LLC | 45.4581 | -93.2676 | 26896 University Avenue Northw | Isanti | MN | 55040 | Isanti | MRO | MISO | Midcontinent Independent Transmission System Operator, Inc.. | Battery | Batteries | 1 | COOPR | 3 | 3 | 3 | NR | IPP Non-CHP | 12.47 | Q | [7 empty] | 6 | 3 | 3 | LIB | 2018
63094 | WECC | Santa Barbara ReSource Center | 62897 | County of Santa Barbara | 34.4822 | -120.1235 | 144470 Calle Real | Goleta | CA | 93117 | Santa Barbara | WECC | CISO | California Independent System Operator | Other | Other Waste Biomass | 2 | SBAD1; SBAD2 | 2.2 | 2.2 | 2.2 | NR | IPP CHP | 16 | P | [11 empty] | 2022
63102 | SPP | Dakota Range III Wind Project | 56201 | Engie North America | 45.2676 | -97.104 | TBD | Summit | SD | 57266 | Grant | MRO | SWPP | Southwest Power Pool | Wind | Onshore Wind Turbine | 1 | WTG | 153.6 | 153.6 | 153.6 | NR | IPP Non-CHP | 345 | Q |  | 32 | Nordex | 351 | [7 empty] | 2021
63103 | SPP | Triple H Wind Project | 56201 | Engie North America | 44.401 | -99.6038 | TBD | Highmore | SD | 57266 | Hyde | MRO | SWPP | Southwest Power Pool | Wind | Onshore Wind Turbine | 1 | WTG | 250.2 | 250.2 | 250.2 | NR | IPP Non-CHP | 345 | Q |  | 92 | GE | 295 | [7 empty] | 2020
63104 | SPP | King Plains Wind Project | 56201 | Engie North America | 36.4001 | -97.4775 | TBD | Garber | OK | 73738 | Garfield | MRO | SWPP | Southwest Power Pool | Wind | Onshore Wind Turbine | 1 | WTG | 248.2 | 248.2 | 248.2 | NR | IPP Non-CHP | 345 | Q |  | 88 | GE | 290 | [7 empty] | 2020
63105 | MISO | Two Creeks Solar | 20860 | Wisconsin Public Service Corp | 44.2496 | -87.5453 | 6011 Irish Rd | Two Rivers | WI | 54241 | Manitowoc | RFC | MISO | Midcontinent Independent Transmission System Operator, Inc.. | Solar | Solar Photovoltaic | 1 | 1 | 150 | 150 | 150 | RE | Electric Utility | 138 | I |  |  |  |  | 213 | Y | [5 empty] | 2020
63114 | WECC | Mohave County Wind Farm | 62916 | Mohave County Wind Farm | 35.7911 | -114.5045 | 20606 US 93 | Willow Beach | AZ | 86445 | Mohave | WECC | WALC | Western Area Power Administration - Desert Southwest Region | Wind | Onshore Wind Turbine | 1 | MCWF | 350 | 350 | 350 | NR | IPP Non-CHP | 345 | Q | SP-15 | 126 | GE | 295 | [7 empty] | 2020
63116 | MISO | Dakota Community Solar One LLC CSG | 62915 | Madison Energy Holdings LLC | 44.6578 | -93.1085 | 2180 200th Street W | Farmington | MN | 55024 | Dakota | MRO | MISO | Midcontinent Independent Transmission System Operator, Inc.. | Solar | Solar Photovoltaic | 1 | 52838 | 1 | 1 | 1 | NR | IPP Non-CHP | 13.8 | Q |  |  |  |  | 1.4 | [6 empty] | 2019
63117 | MISO | Douglas Todd Community Solar One LLC CSG | 62915 | Madison Energy Holdings LLC | 45.8433 | -95.15 | 5223 State Hwy 27 SE | Osakis | MN | 56360 | Douglas | MRO | MISO | Midcontinent Independent Transmission System Operator, Inc.. | Solar | Solar Photovoltaic | 1 | 52834 | 1 | 1 | 1 | NR | IPP Non-CHP | 13.8 | Q |  |  |  |  | 1.4 | [6 empty] | 2019
63118 | MISO | Meeker Community Solar One LLC CSG | 62915 | Madison Energy Holdings LLC | 45.0711 | -94.3072 | 22294 725th Ave | Dassel | MN | 55325 | Meeker | MRO | MISO | Midcontinent Independent Transmission System Operator, Inc.. | Solar | Solar Photovoltaic | 1 | 52824 | 1 | 1 | 1 | NR | IPP Non-CHP | 13.8 | Q |  |  |  |  | 1.4 | [6 empty] | 2019
63119 | MISO | McLeod Community Solar One LLC CSG | 62915 | Madison Energy Holdings LLC | 44.7192 | -94.4943 | 24612 70th St | Stewart | MN | 55385 | McLeod | MRO | MISO | Midcontinent Independent Transmission System Operator, Inc.. | Solar | Solar Photovoltaic | 1 | 52832 | 1 | 1 | 1 | NR | IPP Non-CHP | 13.8 | Q |  |  |  |  | 1.4 | [6 empty] | 2019
63120 | MISO | Nicollet Community Solar One LLC | 62915 | Madison Energy Holdings LLC | 44.2604 | -94.2909 | 51314 County Road 21 | Courtland | MN | 56021 | Nicollet | MRO | MISO | Midcontinent Independent Transmission System Operator, Inc.. | Solar | Solar Photovoltaic | 1 | 52828 | 1 | 1 | 1 | NR | IPP Non-CHP | 13.8 | Q |  |  |  |  | 1.4 | [6 empty] | 2020
63121 | MISO | Stearns Community Solar One LLC CSG | 62915 | Madison Energy Holdings LLC | 45.618 | -94.486 | 34206 Smiley Drive | Albany | MN | 55065 | Stearns | MRO | MISO | Midcontinent Independent Transmission System Operator, Inc.. | Solar | Solar Photovoltaic | 1 | 52825 | 1 | 1 | 1 | NR | IPP Non-CHP | 13.8 | Q |  |  |  |  | 1.4 | [6 empty] | 2019
63122 | MISO | Sherburne Community Solar One LLC CSG | 62915 | Madison Energy Holdings LLC | 45.532 | -94.1358 | County Road 8 SE | Saint Cloud | MN | 56304 | Sherburne | MRO | MISO | Midcontinent Independent Transmission System Operator, Inc.. | Solar | Solar Photovoltaic | 1 | 52814 | 1 | 1 | 1 | NR | IPP Non-CHP | 13.8 | Q |  |  |  |  | 1.4 | [6 empty] | 2019
63123 | WECC | Syncarpha Taos | 62905 | Syncarpha Taos I, LLC | 36.3713 | -105.6602 | 218 Los Cordovas Road | Taos | NM | 87571 | Taos | WECC | PNM | Public Service Company of New Mexico | Solar | Solar Photovoltaic | 1 | SYNTA | 3.1 | 3.1 | 3.1 | NR | IPP Non-CHP | 24.9 | Q |  |  |  |  | 4.2 | Y | [5 empty] | 2020
63124 | WECC | Syncarpha El Rito | 62904 | Syncarpha El Rito I, LLC | 36.3317 | -106.1901 | 1099 State Road 554 | El Rito | NM | 87530 | Rio Arriba | WECC | PNM | Public Service Company of New Mexico | Solar | Solar Photovoltaic | 1 | SYNEL | 1.6 | 1.6 | 1.6 | NR | IPP Non-CHP | 12.47 | Q |  |  |  |  | 2 | Y | [5 empty] | 2019
63125 | WECC | Syncarpha Questa | 62906 | Syncarpha Questa I, LLC | 36.8107 | -105.5884 | 3174 State Highway 522 | Cerro | NM | 87519 | Taos | WECC | PNM | Public Service Company of New Mexico | Solar | Solar Photovoltaic | 1 | SYNQU | 1.6 | 1.6 | 1.6 | NR | IPP Non-CHP | 12.47 | Q |  |  |  |  | 2.1 | Y | [5 empty] | 2020
63127 | WECC | Drew Solar LLC | 62911 | Drew Solar LLC | 32.6872 | -115.6656 | 1590 Drew Road | Calexico | CA | 92231 | Imperial | WECC | CISO | California Independent System Operator | Solar | Solar Photovoltaic | 1 | DS | 100 | 100 | 100 | NR | IPP Non-CHP | 230 | Q |  |  |  |  | 137.7 | Y | [5 empty] | 2022
63128 | MISO | Iris Solar LLC | 62912 | Iris Solar LLC | 30.7818 | -90.1954 | 41217 Par Road 139 | Franklinton | LA | 70438 | Washington | SERC | MISO | Midcontinent Independent Transmission System Operator, Inc.. | Solar | Solar Photovoltaic | 1 | ISLLC | 50 | 50 | 50 | NR | IPP Non-CHP | 115 | Q |  |  |  |  | 82.5 | Y | [5 empty] | 2022
63133 | WECC | Roundhouse Wind Energy Project | 62913 | Roundhouse Renewable Energy, LLC | 41.0951 | -105.1074 | 939 I-80 Service Road | Cheyenne | WY | 82059 | Laramie | WECC | WACM | Western Area Power Administration - Rocky Mountain Region | Wind | Onshore Wind Turbine | 3 | 82059; 82060; 82061 | 226 | 226 | 226 | NR | IPP Non-CHP | 230 | Q |  | 82 | GE | 295 | [7 empty] | 2020
63137 | MISO | Tippecanoe Solar Power Plant | 15470 | Duke Energy Indiana, LLC | 40.4211 | -86.9402 | 555 Airport Rd | West Lafayette | IN | 47906 | Tippecanoe | RFC | MISO | Midcontinent Independent Transmission System Operator, Inc.. | Solar | Solar Photovoltaic | 1 | PV1 | 1.6 | 1.6 | 1.6 | RE | Electric Utility | 12.47 | I |  |  |  |  | 2.4 | [6 empty] | 2019
63138 | MISO | USS Haven Solar LLC CSG | 60531 | Standard Solar | 45.5157 | -94.1098 | 2480 37th Street SE | St. Cloud | MN | 56304 | Sherburne | MRO | MISO | Midcontinent Independent Transmission System Operator, Inc.. | Solar | Solar Photovoltaic | 1 | USHAV | 1 | 1 | 1 | NR | IPP Non-CHP | 34.5 | Q |  |  |  |  | 1.4 | Y | [5 empty] | 2019
63139 | MISO | USS White Cloud LLC CSG | 60531 | Standard Solar | 45.5208 | -94.1304 | 3388 County Road 8 SE | St. Cloud | MN | 56304 | Sherburne | MRO | MISO | Midcontinent Independent Transmission System Operator, Inc.. | Solar | Solar Photovoltaic | 1 | USSWC | 1 | 1 | 1 | NR | IPP Non-CHP | 34.5 | Q |  |  |  |  | 1.4 | Y | [5 empty] | 2019
63140 | MISO | USS Westeros Solar LLC CSG | 60531 | Standard Solar | 44.6815 | -93.7682 | 17795 Market Avenue | Belle Plaine | MN | 56011 | Carver | MRO | MISO | Midcontinent Independent Transmission System Operator, Inc.. | Solar | Solar Photovoltaic | 1 | USSWS | 1 | 1 | 1 | NR | IPP Non-CHP | 34.5 | Q |  |  |  |  | 1.4 | Y | [5 empty] | 2020
63141 | MISO | USS Sunrise Solar LLC CSG | 60531 | Standard Solar | 45.4915 | -92.8138 | 14401 375th Street | Taylors Falls | MN | 55056 | Chisago | MRO | MISO | Midcontinent Independent Transmission System Operator, Inc.. | Solar | Solar Photovoltaic | 1 | SNRSE | 1 | 1 | 1 | NR | IPP Non-CHP | 34.5 | Q |  |  |  |  | 1.4 | Y | [5 empty] | 2020
63142 | MISO | USS Milkweed Solar LLC CSG | 60531 | Standard Solar | 45.4354 | -94.6429 | 28550 Co Hwy 16 | Paynesville | MN | 56362 | Stearns | MRO | MISO | Midcontinent Independent Transmission System Operator, Inc.. | Solar | Solar Photovoltaic | 1 | MLKWD | 1 | 1 | 1 | NR | IPP Non-CHP | 34.5 | Q |  |  |  |  | 1.4 | Y | [5 empty] | 2020
63143 | MISO | USS Greenhouse Solar LLC CSG | 60531 | Standard Solar | 44.2387 | -92.6707 | 49362 180th Avenue | Pine Island | MN | 55963 | Goodhue | MRO | MISO | Midcontinent Independent Transmission System Operator, Inc.. | Solar | Solar Photovoltaic | 1 | GRHSE | 1 | 1 | 1 | NR | IPP Non-CHP | 34.5 | Q |  |  |  |  | 1.4 | Y | [5 empty] | 2020
63144 | MISO | USS Mayhew Solar LLC CSG | 60531 | Standard Solar | 45.6251 | -94.0499 | 4006 55th Avenue NE | Sauk Rapids | MN | 56379 | Benton | MRO | MISO | Midcontinent Independent Transmission System Operator, Inc.. | Solar | Solar Photovoltaic | 1 | MAYHW | 1 | 1 | 1 | NR | IPP Non-CHP | 34.5 | Q |  |  |  |  | 1.4 | Y | [5 empty] | 2020
63145 | MISO | USS Cheyenne Solar LLC CSG | 60531 | Standard Solar | 45.347 | -92.9223 | 8920 250th Street | Chisago City | MN | 55013 | Chisago | MRO | MISO | Midcontinent Independent Transmission System Operator, Inc.. | Solar | Solar Photovoltaic | 1 | CHYNE | 1 | 1 | 1 | NR | IPP Non-CHP | 34.5 | Q |  |  |  |  | 1.4 | Y | [5 empty] | 2020
63146 | MISO | USS Midtown Solar LLC CSG | 60531 | Standard Solar | 45.6716 | -94.749 | 30710 County Road 157 | Melrose | MN | 56352 | Stearns | MRO | MISO | Midcontinent Independent Transmission System Operator, Inc.. | Solar | Solar Photovoltaic | 1 | MDTWN | 1 | 1 | 1 | NR | IPP Non-CHP | 34.5 | Q |  |  |  |  | 1.4 | Y | [5 empty] | 2020
63147 | MISO | USS Monarch Solar LLC CSG | 60531 | Standard Solar | 45.499 | -95.1398 | 10380 County Rd 8 | Brooten | MN | 56316 | Pope | MRO | MISO | Midcontinent Independent Transmission System Operator, Inc.. | Solar | Solar Photovoltaic | 1 | MNRCH | 1 | 1 | 1 | NR | IPP Non-CHP | 34.5 | Q |  |  |  |  | 1.4 | Y | [5 empty] | 2020
63148 | MISO | USS Turkey Solar LLC CSG | 60531 | Standard Solar | 45.1393 | -94.7395 | 51154 US-12 | Atwater | MN | 56209 | Meeker | MRO | MISO | Midcontinent Independent Transmission System Operator, Inc.. | Solar | Solar Photovoltaic | 1 | TURKY | 1 | 1 | 1 | NR | IPP Non-CHP | 34.5 | Q |  |  |  |  | 1.4 | Y | [5 empty] | 2020
63149 | PJM | Franklin Solar (NJ) | 56990 | NJR Clean Energy Ventures Corporation | 40.72 | -75.06 | 2305 Route 57 | Franklin Township | NJ | 7882 | Warren | RFC | PJM | PJM Interconnection, LLC | Solar | Solar Photovoltaic | 1 | FRANK | 8.8 | 8.8 | 8.8 | NR | IPP Non-CHP | 34.5 | Q |  |  |  |  | 10 | [6 empty] | 2020
63150 | PJM | Pohatcong Solar Farm | 56990 | NJR Clean Energy Ventures Corporation | 40.67 | -75.16 | 901 High Street | Pohatcong | NJ | 8865 | Warren | RFC | PJM | PJM Interconnection, LLC | Solar | Solar Photovoltaic | 1 | POHAT | 8 | 8 | 8 | NR | IPP Non-CHP | 34.5 | Q |  |  |  |  | 10 | [6 empty] | 2020
63151 | MISO | USS Solar Sources LLC CSG | 60531 | Standard Solar | 45.2319 | -92.8856 | 19466 Manning Trail N | Scandia | MN | 55073 | Washington | MRO | MISO | Midcontinent Independent Transmission System Operator, Inc.. | Solar | Solar Photovoltaic | 1 | SOURC | 1 | 1 | 1 | NR | IPP Non-CHP | 34.5 | Q |  |  |  |  | 1.4 | Y | [5 empty] | 2020
63152 | MISO | USS Christoffer Solar LLC CSG | 60531 | Standard Solar | 44.9855 | -95.7666 | 8548 US-59 | Montevideo | MN | 56265 | Chippewa | MRO | MISO | Midcontinent Independent Transmission System Operator, Inc.. | Solar | Solar Photovoltaic | 1 | CHRST | 1 | 1 | 1 | NR | IPP Non-CHP | 34.5 | Q |  |  |  |  | 1.4 | Y | [5 empty] | 2020
63153 | MISO | USS Buckaroo Solar LLC CSG | 60531 | Standard Solar | 46.9773 | -96.5008 | 14001 90th Avenue N | Glydon | MN | 56547 | Clay | MRO | MISO | Midcontinent Independent Transmission System Operator, Inc.. | Solar | Solar Photovoltaic | 1 | BUCKR | 1 | 1 | 1 | NR | IPP Non-CHP | 34.5 | Q |  |  |  |  | 1.4 | Y | [5 empty] | 2020
63154 | MISO | USS Horne North Solar LLC CSG | 60531 | Standard Solar | 47.0218 | -96.48 | 14874 120th Avenue N | Felton | MN | 56536 | Clay | MRO | MISO | Midcontinent Independent Transmission System Operator, Inc.. | Solar | Solar Photovoltaic | 1 | HORNN | 1 | 1 | 1 | NR | IPP Non-CHP | 34.5 | Q |  |  |  |  | 1.4 | Y | [5 empty] | 2020
63155 | MISO | USS Horne South Solar LLC CSG | 60531 | Standard Solar | 47.0041 | -96.5 | 10818 State Highway 9 | Felton | MN | 56536 | Clay | MRO | MISO | Midcontinent Independent Transmission System Operator, Inc.. | Solar | Solar Photovoltaic | 1 | HORNS | 1 | 1 | 1 | NR | IPP Non-CHP | 34.5 | Q |  |  |  |  | 1.4 | Y | [5 empty] | 2020
63156 | MISO | USS JJ Clay Solar LLC CSG | 60531 | Standard Solar | 47.0294 | -96.4999 | 8553 State Highway 9 | Felton | MN | 56536 | Clay | MRO | MISO | Midcontinent Independent Transmission System Operator, Inc.. | Solar | Solar Photovoltaic | 1 | JJCLY | 1 | 1 | 1 | NR | IPP Non-CHP | 34.5 | Q |  |  |  |  | 1.4 | Y | [5 empty] | 2020
63157 | MISO | USS Verde Solar LLC CSG | 60531 | Standard Solar | 44.428 | -94.9306 | 26358 County Rd 2 | Morgan | MN | 56266 | Redwood | MRO | MISO | Midcontinent Independent Transmission System Operator, Inc.. | Solar | Solar Photovoltaic | 1 | VERDE | 1 | 1 | 1 | NR | IPP Non-CHP | 34.5 | Q |  |  |  |  | 1.4 | Y | [5 empty] | 2020
63158 | MISO | USS Cougar Solar LLC CSG | 60531 | Standard Solar | 44.4547 | -94.9264 | 27901 County Road 2 | Morgan | MN | 56266 | Redwood | MRO | MISO | Midcontinent Independent Transmission System Operator, Inc.. | Solar | Solar Photovoltaic | 1 | COUGR | 1 | 1 | 1 | NR | IPP Non-CHP | 34.5 | Q |  |  |  |  | 1.4 | Y | [5 empty] | 2020
63159 | MISO | USS Flower Solar LLC CSG | 60531 | Standard Solar | 44.2691 | -94.2091 | 47175 471st Avenue | Nicollet | MN | 56074 | Nicollet | MRO | MISO | Midcontinent Independent Transmission System Operator, Inc.. | Solar | Solar Photovoltaic | 1 | FLOWR | 1 | 1 | 1 | NR | IPP Non-CHP | 34.5 | Q |  |  |  |  | 1.4 | Y | [5 empty] | 2020
63160 | MISO | USS All In Solar LLC CSG | 60531 | Standard Solar | 43.8369 | -93.3897 | 32066 740th Avenue | Hartland | MN | 56042 | Freeborn | MRO | MISO | Midcontinent Independent Transmission System Operator, Inc.. | Solar | Solar Photovoltaic | 1 | ALLIN | 1 | 1 | 1 | NR | IPP Non-CHP | 34.5 | Q |  |  |  |  | 1.4 | Y | [5 empty] | 2020
63163 | WECC | Tom Sifers Solar | 62961 | Mountain Parks Services, Inc. | 39.9592 | -105.846 | 2010 County Road 5 | Fraser | CO | 80442 | Grand | WECC | WACM | Western Area Power Administration - Rocky Mountain Region | Solar | Solar Photovoltaic | 1 | SIFRS | 1 | 1 | 1 | NR | IPP Non-CHP | 24.94 | C |  |  |  |  | 1.3 | Y | [5 empty] | 2019
63164 | WECC | Whiskey Hill Solar | 62961 | Mountain Parks Services, Inc. | 40.8125 | -106.2897 | 38054 State Highway 125 | Walden | CO | 80480 | Jackson | WECC | WACM | Western Area Power Administration - Rocky Mountain Region | Solar | Solar Photovoltaic | 1 | WHSKY | 1 | 1 | 1 | NR | IPP Non-CHP | 24.94 | C |  |  |  |  | 1.3 | Y | [5 empty] | 2019
63165 | MISO | USS Reindeer Solar LLC CSG | 65173 | United States Solar Corporation | 45.6438 | -94.0432 | 5901 Golden Spike Road NE | Sauk Rapids | MN | 56379 | Benton | MRO | MISO | Midcontinent Independent Transmission System Operator, Inc.. | Solar | Solar Photovoltaic | 1 | RENDR | 1 | 1 | 1 | NR | IPP Non-CHP | 34.5 | Q |  |  |  |  | 1.4 | Y | [5 empty] | 2020
63166 | MISO | USS Bush Solar LLC CSG | 65173 | United States Solar Corporation | 44.1235 | -93.2669 | 3502 NW 32nd Avenue | Owatonna | MN | 55060 | Steele | MRO | MISO | Midcontinent Independent Transmission System Operator, Inc.. | Solar | Solar Photovoltaic | 1 | BUSH | 1 | 1 | 1 | NR | IPP Non-CHP | 34.5 | Q |  |  |  |  | 1.4 | Y | [5 empty] | 2020
63167 | MISO | USS Hancock Solar LLC CSG | 65173 | United States Solar Corporation | 44.7025 | -93.7858 | 10300 166th Street | Cologne | MN | 55322 | Carver | MRO | MISO | Midcontinent Independent Transmission System Operator, Inc.. | Solar | Solar Photovoltaic | 1 | HNCCK | 1 | 1 | 1 | NR | IPP Non-CHP | 34.5 | Q |  |  |  |  | 1.4 | Y | [5 empty] | 2021
63168 | MISO | USS Pheasant Solar LLC CSG | 65173 | United States Solar Corporation | 44.9347 | -95.2513 | 16881 60th Street SE | Clara City | MN | 56222 | Chippewa | MRO | MISO | Midcontinent Independent Transmission System Operator, Inc.. | Solar | Solar Photovoltaic | 1 | PHSNT | 1 | 1 | 1 | NR | IPP Non-CHP | 34.5 | Q |  |  |  |  | 1.4 | Y | [5 empty] | 2020
63169 | MISO | USS KVPV Solar LLC CSG | 60531 | Standard Solar | 46.9832 | -96.5006 | 9416 State Highway 9 | Fulton | MN | 56536 | Clay | MRO | MISO | Midcontinent Independent Transmission System Operator, Inc.. | Solar | Solar Photovoltaic | 1 | KVPV | 1 | 1 | 1 | NR | IPP Non-CHP | 34.5 | Q |  |  |  |  | 1.4 | Y | [5 empty] | 2020
63170 | MISO | USS Kass Solar LLC | 60531 | Standard Solar | 44.2244 | -95.6895 | 3024 120th Street | Garvin | MN | 56132 | Lyon | MRO | MISO | Midcontinent Independent Transmission System Operator, Inc.. | Solar | Solar Photovoltaic | 1 | KASS | 1 | 1 | 1 | NR | IPP Non-CHP | 34.5 | Q |  |  |  |  | 1.4 | N | [5 empty] | 2021
63171 | MISO | USS Chariot Solar LLC | 65173 | United States Solar Corporation | 44.7888 | -95.0956 | 29223 US-212 | Danube | MN | 56230 | Renville | MRO | MISO | Midcontinent Independent Transmission System Operator, Inc.. | Solar | Solar Photovoltaic | 1 | CHROT | 1 | 1 | 1 | NR | IPP Non-CHP | 34.5 | Q |  |  |  |  | 1.4 | Y | [5 empty] | 2021
63172 | WECC | Arroyo Solar Energy Storage Hybrid | 62921 | Arroyo Solar LLC | 35.9703 | -107.5631 | TBD | Pueblo Pintado | NM | 87013 | McKinley | WECC | PNM | Public Service Company of New Mexico | Mixed | Batteries; Solar Photovoltaic | 2 | ARESS; ARSOL | 450 | 450 | 450 | NR | IPP Non-CHP | 345 | Q |  |  |  |  | 346.98 | Y |  | 600 | 150 | 150 | LIB | 2023
63173 | PJM | Orange Street G1 | 1456 | Town of Bedford - (VA) | 37.3321 | -79.5111 | 688 Orange Street | Bedford | VA | 24523 | Bedford | RFC | PJM | PJM Interconnection, LLC | Petroleum | Petroleum Liquids | 6 | 1; P1; P2; P3; P4; P5 | 4.8 | 4.8 | 4.8 | RE | Electric Utility | 12.47 | M | Blue Ridge | [10 empty] | 2005
63174 | MISO | Hartmann Project CSG | 62962 | Hartmann Community Solar LLC | 45.4936 | -94.1134 | 2317 52nd Street Southeast | Saint Cloud | MN | 56304 | Sherburne | MRO | MISO | Midcontinent Independent Transmission System Operator, Inc.. | Solar | Solar Photovoltaic | 1 | TC3 | 1 | 1 | 1 | NR | IPP Non-CHP | 34.5 | Q |  |  |  |  | 1.4 | Y | [5 empty] | 2019
63175 | MISO | E. Goenner Project CSG | 62963 | E. Goenner Community Solar LLC | 45.464 | -94.091 | 3356 River Rd SE | Clear Lake | MN | 55319 | Sherburne | MRO | MISO | Midcontinent Independent Transmission System Operator, Inc.. | Solar | Solar Photovoltaic | 1 | TC3 | 1 | 1 | 1 | NR | IPP Non-CHP | 34.5 | Q |  |  |  |  | 1.4 | Y | [5 empty] | 2019
63176 | MISO | Prawer Project CSG | 62964 | Prawer Community Solar LLC | 45.4637 | -94.0451 | 5505 92nd Street SE | Clear Lake | MN | 55319 | Sherburne | MRO | MISO | Midcontinent Independent Transmission System Operator, Inc.. | Solar | Solar Photovoltaic | 1 | TC3 | 1 | 1 | 1 | NR | IPP Non-CHP | 34.5 | Q |  |  |  |  | 1.4 | [6 empty] | 2020
63177 | MISO | Schwinghamer Project CSG | 62965 | Schwinghamer Community Solar LLC | 45.6269 | -94.5961 | 34892 238th Avenue | Albany | MN | 56307 | Stearns | MRO | MISO | Midcontinent Independent Transmission System Operator, Inc.. | Solar | Solar Photovoltaic | 1 | TC3 | 1 | 1 | 1 | NR | IPP Non-CHP | 12.5 | Q |  |  |  |  | 1.4 | [6 empty] | 2019
63178 | MISO | STAG St. Paul Project CSG | 62966 | STAG St. Paul Community Solar LLC | 44.8856 | -93.0264 | 411 Farwell Avenue | Saint Paul | MN | 55075 | Dakota | MRO | MISO | Midcontinent Independent Transmission System Operator, Inc.. | Solar | Solar Photovoltaic | 1 | TC3 | 1 | 1 | 1 | NR | IPP Non-CHP | 13.8 | Q |  |  |  |  | 1.4 | N | [5 empty] | 2020
63179 | MISO | Linden 01 CSG | 60970 | SunShare Management | 44.5916 | -93.8454 | 24625 Union Trail | Belle Plaine | MN | 56001 | Scott | MRO | MISO | Midcontinent Independent Transmission System Operator, Inc.. | Solar | Solar Photovoltaic | 1 | KANE1 | 1 | 1 | 1 | NR | IPP Non-CHP | 13.8 | Q |  |  |  |  | 1.5 | N | [5 empty] | 2020
63181 | PJM | Monroeville Solar | 62923 | Solar Planet Power | 41.2301 | -82.7118 | 3412 Farr Rd | Monroeville | OH | 44847 | Huron | RFC | PJM | PJM Interconnection, LLC | Solar | Solar Photovoltaic | 1 | MNVL | 3.2 | 3 | 3 | NR | IPP Non-CHP | 12.47 | Q |  |  |  |  | 5.1 | [6 empty] | 2017
63182 | MISO | Linden 02 CSG | 60970 | SunShare Management | 44.5919 | -93.8468 | 24625 Union Trail | Belle Plaine | MN | 56001 | Scott | MRO | MISO | Midcontinent Independent Transmission System Operator, Inc.. | Solar | Solar Photovoltaic | 1 | LIND2 | 1 | 1 | 1 | NR | IPP Non-CHP | 13.8 | Q |  |  |  |  | 1.5 | N | [5 empty] | 2020
63183 | MISO | Linden 03 CSG | 60970 | SunShare Management | 44.5921 | -93.845 | 24625 Union Trail | Belle Plaine | MN | 56001 | Scott | MRO | MISO | Midcontinent Independent Transmission System Operator, Inc.. | Solar | Solar Photovoltaic | 1 | LIND3 | 1 | 1 | 1 | NR | IPP Non-CHP | 13.8 | Q |  |  |  |  | 1.5 | N | [5 empty] | 2020
63184 | WECC | Rio Rancho Solar Energy Center | 59300 | PNM Resources | 35.1048 | -106.4824 | 9954 Paseo Del Volcan Southwes | Rio Rancho | NM | 87124 | Bernalillo | WECC | PNM | Public Service Company of New Mexico | Solar | Solar Photovoltaic | 1 | RIRA | 10 | 10 | 10 | RE | Electric Utility | 12.47 | I |  |  |  |  | 12.5 | Y | [5 empty] | 2019
63185 | PJM | Sayreville Solar Project | 56990 | NJR Clean Energy Ventures Corporation | 40.438 | -74.336 | 3750 Bordentown Avenue | Sayreville | NJ | 8859 | Middlesex | RFC | PJM | PJM Interconnection, LLC | Solar | Solar Photovoltaic | 1 | SAYRE | 3.1 | 3.1 | 3.1 | NR | IPP Non-CHP | 12.47 | Q |  |  |  |  | 4.4 | [6 empty] | 2019
63189 | WECC | Bio-Rad | 62701 | Vista Solar, Inc. | 38.0225 | -122.2737 | 2000 Alfred Nobel Dr | Hercules | CA | 94547 | Contra Costa | WECC | CISO | California Independent System Operator | Solar | Solar Photovoltaic | 1 | BIORD | 2.3 | 2.4 | 1.1 | NR | IPP Non-CHP | 208 | COM |  |  |  |  | 2.5 | [6 empty] | 2021
63195 | PJM | Aero Haven Solar | 56990 | NJR Clean Energy Ventures Corporation | 39.8197 | -74.8947 | 450 Kettle Run Rd | Evesham | NJ | 8053 | Burlington | RFC | PJM | PJM Interconnection, LLC | Solar | Solar Photovoltaic | 1 | ACP3 | 2.6 | 2.6 | 2.6 | NR | IPP Non-CHP | 12.47 | Q |  |  |  |  | 2.8 | [6 empty] | 2023
63198 | PJM | ACCP NJ 1 | 56990 | NJR Clean Energy Ventures Corporation | 40.9263 | -74.6751 | Flora Rd. | Hopatcong | NJ | 7843 | Sussex | RFC | PJM | PJM Interconnection, LLC | Solar | Solar Photovoltaic | 1 | ACCP1 | 1.2 | 1.2 | 1.2 | NR | IPP Non-CHP | 12.47 | Q |  |  |  |  | 1.5 | [6 empty] | 2020
63200 | PJM | Bergenmand Solar Partners, LLC Mahwah | 60474 | Vanguard Energy Partners, LLC | 41.0791 | -74.15 | 1700 MacArthur Blvd | Mahwah | NJ | 7430 | Bergen | RFC | PJM | PJM Interconnection, LLC | Solar | Solar Photovoltaic | 2 | SA1; SA2 | 1 | 1 | 0.2 | NR | IPP Non-CHP | 13.2 | COM |  |  |  |  | 1.4 | [6 empty] | 2012 | 2026
63204 | WECC | CID Solar (CA) | 62988 | DG California Solar LLC | 36.1408 | -119.5669 | 6090 Nevada Ave | Corcoran | CA | 93212 | Kings | WECC | CISO | California Independent System Operator | Solar | Solar Photovoltaic | 1 | HLS | 2 | 2 | 2 | NR | IPP Non-CHP | 12 | Q |  |  |  |  | 2.3 | Y | [5 empty] | 2019
63205 | WECC | Skookumchuck Wind Facility | 17650 | Southern Power Co | 46.8507 | -122.6644 | 16340 Vail Loop Rd SE | Rainier | WA | 98576 | Thurston | WECC | PSEI | Puget Sound Energy | Wind | Onshore Wind Turbine | 1 | 1 | 136 | 136.8 | 136.8 | NR | IPP Non-CHP | 345 | I |  | 38 | Vestas | 269 | [7 empty] | 2020
63206 | WECC | Rafael Solar | 62989 | Rafael Solar LLC | 44.8598 | -123.0079 | 6555 Battle Creek Rd SE | Salem | OR | 97317 | Marion | WECC | PGE | Portland General Electric Company | Solar | Solar Photovoltaic | 1 | RSPV1 | 2.2 | 2.2 | 2.2 | NR | IPP Non-CHP | 12.47 | Q |  |  |  |  | 3.2 | [6 empty] | 2019
63207 | WECC | Case Creek Solar | 62990 | Case Creek Solar LLC | 45.172 | -122.912 | Crosby Road Northeast | Woodburn | OR | 97071 | Marion | WECC | PGE | Portland General Electric Company | Solar | Solar Photovoltaic | 1 | CCPV1 | 2.2 | 2.2 | 2.2 | NR | IPP Non-CHP | 12.47 | Q |  |  |  |  | 3.2 | [6 empty] | 2019
63208 | WECC | Kale Patch Solar | 62991 | Kale Patch Solar LLC | 45.083 | -122.904 | Webash Drive Northeast | Gervais | OR | 97305 | Marion | WECC | PGE | Portland General Electric Company | Solar | Solar Photovoltaic | 1 | KPPV1 | 2.2 | 2.2 | 2.2 | NR | IPP Non-CHP | 12.47 | Q |  |  |  |  | 3.3 | [6 empty] | 2019
63213 | MISO | Sheridan School Corporation Solar | 62947 | Johnson Melloh Solutions | 40.1403 | -86.2153 | 24795 Hinesley Road | Sheridan | IN | 46069 | Hamilton | RFC | MISO | Midcontinent Independent Transmission System Operator, Inc.. | Solar | Solar Photovoltaic | 2 | 418ES; 418HS | 1.5 | 0.8 | 0.8 | NR | Commercial Non-CHP | 12.47 | P |  |  |  |  | 1.8 | [6 empty] | 2016
63215 | MISO | USS Dot Com Solar LLC CSG | 60531 | Standard Solar | 44.4223 | -94.9266 | 25001 County Highway 2 | Morgan | MN | 56266 | Redwood | MRO | MISO | Midcontinent Independent Transmission System Operator, Inc.. | Solar | Solar Photovoltaic | 1 | DOTCM | 1.4 | 1.4 | 1.4 | NR | IPP Non-CHP | 34.5 | Q |  |  |  |  | 1.6 | [6 empty] | 2021
63216 | MISO | USS B&B Solar LLC CSG | 60531 | Standard Solar | 44.413 | -95.009 | 38884 MN-68 | Morgan | MN | 56266 | Redwood | MRO | MISO | Midcontinent Independent Transmission System Operator, Inc.. | Solar | Solar Photovoltaic | 1 | BB | 1 | 1 | 1 | NR | IPP Non-CHP | 34.5 | Q |  |  |  |  | 1.2 | Y | [5 empty] | 2020
63218 | MISO | USS Water Town Solar LLC CSG | 65173 | United States Solar Corporation | 44.1978 | -93.5848 | 16118 MN 60 | Waterville | MN | 56096 | Le Sueur | MRO | MISO | Midcontinent Independent Transmission System Operator, Inc.. | Solar | Solar Photovoltaic | 1 | WTRTN | 1 | 1 | 1 | NR | IPP Non-CHP | 34.5 | Q |  |  |  |  | 1.4 | Y | [5 empty] | 2021
63219 | MISO | USS Water Fowl Solar LLC CSG | 65173 | United States Solar Corporation | 44.9066 | -94.1604 | 19755 Falcon Avenue N | Silver Lake | MN | 55381 | McLeod | MRO | MISO | Midcontinent Independent Transmission System Operator, Inc.. | Solar | Solar Photovoltaic | 1 | WTRFL | 1 | 1 | 1 | NR | IPP Non-CHP | 34.5 | Q |  |  |  |  | 1.4 | Y | [5 empty] | 2022
63220 | MISO | USS Water City Solar LLC CSG | 65173 | United States Solar Corporation | 44.2178 | -93.5804 | 529 W Paquin Street | Waterville | MN | 56096 | Le Sueur | MRO | MISO | Midcontinent Independent Transmission System Operator, Inc.. | Solar | Solar Photovoltaic | 1 | WTRCY | 1 | 1 | 1 | NR | IPP Non-CHP | 34.5 | Q |  |  |  |  | 1.4 | Y | [5 empty] | 2021
63221 | MISO | USS Steamboat Solar LLC CSG | 60531 | Standard Solar | 44.413 | -94.9858 | 45427 State Highway 68 | Morgan | MN | 56266 | Redwood | MRO | MISO | Midcontinent Independent Transmission System Operator, Inc.. | Solar | Solar Photovoltaic | 1 | STMBT | 1 | 1 | 1 | NR | IPP Non-CHP | 34.5 | Q |  |  |  |  | 1.2 | N | [5 empty] | 2021
63229 | PJM | Manheim New Jersey | 62998 | Cox Enterprises | 40.1136 | -74.7063 | 730 NJ-68 | Bordentown | NJ | 8505 | Burlington | RFC | PJM | PJM Interconnection, LLC | Solar | Solar Photovoltaic | 2 | NJSGR; NJSRO | 2.2 | 2.2 | 2.2 | NR | Commercial Non-CHP | 480 | Q |  |  |  |  | 2.7 | [6 empty] | 2009
63231 | MISO | Woodbury Solar | 63001 | MN CSG 2, LLC | 44.8819 | -92.9675 | 6820 Military Rd. | Woodbury | MN | 55129 | Washington | MRO | MISO | Midcontinent Independent Transmission System Operator, Inc.. | Solar | Solar Photovoltaic | 1 | PV | 3 | 3 | 3 | NR | IPP Non-CHP | 0.48 | Q |  |  |  |  | 4 | [6 empty] | 2020
63235 | WECC | O'Neill Creek Solar | 62992 | O'Neill Creek Solar LLC | 45.472 | -123.129 | Old Highway 47 | Gaston | OR | 97119 | Washington | WECC | PGE | Portland General Electric Company | Solar | Solar Photovoltaic | 1 | OCPV1 | 2.2 | 2.2 | 2.2 | NR | IPP Non-CHP | 12.47 | Q |  |  |  |  | 3.3 | [6 empty] | 2019
63237 | PJM | Old Court Rd Solar | 62999 | Old Court Rd Solar, LLC | 39.3417 | -76.8351 | 10021 Old Court Road | Woodstock | MD | 21163 | Howard | RFC | PJM | PJM Interconnection, LLC | Solar | Solar Photovoltaic | 1 | OLDCT | 2 | 2 | 2 | NR | IPP Non-CHP | 13.2 | Q |  |  |  |  | 2.6 | [6 empty] | 2019
63246 | PJM | New River Clean Energy | 62998 | Cox Enterprises | 37.8158 | -81.1619 | 2000 Fernadez Drive | Beckley | WV | 25801 | Raleigh | RFC | PJM | PJM Interconnection, LLC | Other | Landfill Gas | 2 | NEW2; NEWR1 | 3.2 | 3.2 | 3.2 | NR | IPP Non-CHP | 12.5 | Q | [11 empty] | 2017
63247 | MISO | Novel Debra Solar LLC CSG | 63359 | REA Investments, LLC | 44.0939 | -92.7498 | 24367 590th St | Mantorville | MN | 55955 | Dodge | MRO | MISO | Midcontinent Independent Transmission System Operator, Inc.. | Solar | Solar Photovoltaic | 1 | DEBRA | 1 | 1 | 1 | NR | IPP Non-CHP | 480 | Q |  |  |  |  | 1.4 | N | [5 empty] | 2020
63249 | MISO | Novel Wayne Solar LLC CSG | 63359 | REA Investments, LLC | 44.1023 | -92.7465 | 58804-58270 245th Ave | Mantorville | MN | 55955 | Dodge | MRO | MISO | Midcontinent Independent Transmission System Operator, Inc.. | Solar | Solar Photovoltaic | 1 | WAYNE | 1 | 1 | 1 | NR | IPP Non-CHP | 480 | Q |  |  |  |  | 1.4 | N | [5 empty] | 2021
63251 | PJM | Lone Tree Wind, LLC | 50123 | Leeward Asset Management, LLC | 41.2032 | -89.6019 | 6250 1475 East St. | Tiskilwa | IL | 61368 | Bureau | RFC | PJM | PJM Interconnection, LLC | Wind | Onshore Wind Turbine | 1 | LTW | 79 | 79 | 79 | NR | IPP Non-CHP | 138 | Q |  | 32 | GE | 292 | [7 empty] | 2020
63252 | MISO | Cannon Garden Solar | 63049 | Cannon Garden LLC | 44.2442 | -93.2692 | 23749 Albers Avenue | Faribault | MN | 55021 | Rice | MRO | MISO | Midcontinent Independent Transmission System Operator, Inc.. | Solar | Solar Photovoltaic | 1 | CGS | 1 | 1 | 1 | NR | IPP Non-CHP | 0.48 | Q |  |  |  |  | 1.3 | [6 empty] | 2020
63253 | PJM | Francis Scott Key Mall | 63054 | Francis Scott Key Mall | 39.3859 | -77.4095 | 5500 Buckeystown Pike | Frederick | MD | 21703 | Frederick | RFC | PJM | PJM Interconnection, LLC | Solar | Solar Photovoltaic | 1 | FSK | 1.6 | 1.6 | 1.6 | NR | Commercial Non-CHP | 480 | COM |  |  |  |  | 2.1 | [6 empty] | 2018
63257 | PJM | Short Hills Mall | 63057 | Short Hills Mall | 40.7397 | -74.3642 | 1200 Morris Turnpike | Short Hills | NJ | 7078 | Essex | RFC | PJM | PJM Interconnection, LLC | Solar | Solar Photovoltaic | 1 | SHM | 2.7 | 2.7 | 2.7 | NR | Commercial Non-CHP | 480 | COM |  |  |  |  | 3.5 | [6 empty] | 2018
63258 | SPP | Aurora Wind Project | 63021 | Aurora Wind Project, LLC | 48.5 | -103.1 | 6525 103 West Ave | Tioga | ND | 58852 | Williams | MRO | SWPP | Southwest Power Pool | Wind | Onshore Wind Turbine | 1 | AURWP | 298.8 | 298.8 | 298.8 | NR | IPP Non-CHP | 345 | Q |  | 71 | Nordex | 344 | [7 empty] | 2021
63259 | MISO | Delta Energy Park | 56155 | Lansing Board of Water and Light | 42.6906 | -84.6578 | 3725 South Canal Road | Lansing | MI | 48917 | Eaton | RFC | MISO | Midcontinent Independent Transmission System Operator, Inc.. | Natural Gas | Natural Gas Fired Combined Cycle; Natural Gas Fired Combustion Turbine | 4 | DEPC2; DEPC3; DEPS1; DEPST | 263.2 | 223.9 | 257.2 | RE | Electric Utility | 138 | M | CONS.LANS | [10 empty] | 2022
63260 | PJM | AC Power | 60281 | Altus Power America Management, LLC | 40.0498 | -74.9352 | 900 Cooper Town Road | Delanco Township | NJ | 8075 | Burlington | RFC | PJM | PJM Interconnection, LLC | Solar | Solar Photovoltaic | 1 | ACP | 1.3 | 1.3 | 1.3 | NR | IPP Non-CHP | 13.2 | Q |  |  |  |  | 1.6 | [6 empty] | 2019
63266 | PJM | Penny Hill Solar | 62627 | Cardinal Renewables | 35.759 | -77.513 | 3528 Penny Hill Road | Greenville | NC | 27834 | Pitt | SERC | PJM | PJM Interconnection, LLC | Solar | Solar Photovoltaic | 1 | NCPHL | 2 | 2 | 2 | NR | IPP Non-CHP | 12.5 | Q |  |  |  |  | 2.7 | [6 empty] | 2017
63267 | PJM | Meeks Solar, LLC | 62627 | Cardinal Renewables | 35.8156 | -77.2911 | 1670 Meeks Road | Robersonville | NC | 27871 | Martin | SERC | PJM | PJM Interconnection, LLC | Solar | Solar Photovoltaic | 1 | NCMKS | 2 | 2 | 2 | NR | IPP Non-CHP | 24.9 | Q |  |  |  |  | 2.8 | [6 empty] | 2017
63269 | MISO | Crowned Ridge Wind II Energy Center | 13781 | Northern States Power Co - Minnesota | 45.0054 | -96.9299 | TBD | Watertown | SD | 57201 | Codington | MRO | MISO | Midcontinent Independent Transmission System Operator, Inc.. | Wind | Onshore Wind Turbine | 1 | CRW2 | 200.6 | 192.2 | 192.2 | RE | Electric Utility | 230 | I |  | 88 | GE | 295 | [7 empty] | 2020
63276 | WECC | Mtn. Solar 1 | 60531 | Standard Solar | 39.7776 | -104.5859 | 4401 Imboden Road | Watkins | CO | 80137 | Adams | WECC | PSCO | Public Service Company of Colorado | Solar | Solar Photovoltaic | 1 | X0133 | 1.5 | 1.5 | 1.5 | NR | IPP Non-CHP | 13.2 | Q |  |  |  |  | 1.9 | Y | [5 empty] | 2019
63277 | WECC | Mtn. Solar 2 | 60531 | Standard Solar | 39.7668 | -104.5905 | 33850 East 38th Ave. | Watkins | CO | 80137 | Adams | WECC | PSCO | Public Service Company of Colorado | Solar | Solar Photovoltaic | 1 | X0133 | 1.5 | 1.5 | 1.5 | NR | IPP Non-CHP | 13.2 | Q |  |  |  |  | 1.9 | Y | [5 empty] | 2019
63278 | WECC | CO LI CSG 1 - Kamerra | 60531 | Standard Solar | 39.7849 | -104.5834 | 5000 Imboden Rd. | Watkins | CO | 80137 | Adams | WECC | PSCO | Public Service Company of Colorado | Solar | Solar Photovoltaic | 1 | X0056 | 1.5 | 1.5 | 1.5 | NR | IPP Non-CHP | 13.2 | Q |  |  |  |  | 2 | Y | [5 empty] | 2019
63285 | WECC | Valero Wilmington Cogeneration Plant | 63067 | Valero Wilmington | 33.7787 | -118.2385 | 2402 E. Anaheim St. | Wilmington | CA | 90744 | Los Angeles | WECC | LDWP | Los Angeles Department of Water and Power | Natural Gas | Natural Gas Fired Combustion Turbine | 1 | 79G1 | 33.5 | 32.2 | 35.3 | NR | Industrial CHP | 34.5 | IND | [11 empty] | 2017
63286 | PJM | DG Amaze ACY1 | 63071 | DG Amaze New Jersey, LLC | 39.8229 | -75.2163 | 240 Mantua Grove Road | West Deptford | NJ | 8066 | Gloucester | RFC | PJM | PJM Interconnection, LLC | Solar | Solar Photovoltaic | 1 | ACY1 | 3.8 | 3.8 | 3.8 | NR | IPP Non-CHP | 13.2 | Q |  |  |  |  | 5.2 | [6 empty] | 2019
63287 | MISO | Cerro Gordo Wind Farm | 63072 | Cerro Gordo Wind Farm | 43.0612 | -93.4536 | TBD | Union | IA | 50482 | Cerro Gordo | MRO | MISO | Midcontinent Independent Transmission System Operator, Inc.. | Wind | Onshore Wind Turbine | 1 | CGWF | 42 | 42 | 42 | NR | IPP Non-CHP | 69 | Q |  | 13 | GE | 295 | [7 empty] | 2020
63289 | PJM | White Marsh Mall | 63062 | White Marsh Mall | 39.3761 | -76.4681 | 8200 Perry Hall Blvd | Baltimore | MD | 21236 | Baltimore | RFC | PJM | PJM Interconnection, LLC | Solar | Solar Photovoltaic | 1 | WMM | 1.1 | 1.1 | 1.1 | NR | Commercial Non-CHP | 480 | COM |  |  |  |  | 1.4 | [6 empty] | 2015
63293 | PJM | Cottonwood Solar, LLC | 62627 | Cardinal Renewables | 36.5081 | -77.6144 | 328 Macon Price Rd | Garysburg | NC | 27831 | Northampton | SERC | PJM | PJM Interconnection, LLC | Solar | Solar Photovoltaic | 1 | NCCWD | 3 | 3 | 3 | NR | IPP Non-CHP | 34.5 | Q |  |  |  |  | 4.2 | Y | [5 empty] | 2018
63294 | PJM | Parking Lot Array | 63079 | Cincinnati Zoo & Botanical Garden | 39.1419 | -84.5107 | 3400 Vine St. | Cincinnati | OH | 45220 | Hamilton | RFC | PJM | PJM Interconnection, LLC | Solar | Solar Photovoltaic | 2 | EUPV; LOTPV | 3.7 | 3.55 | 2.4 | NR | Commercial Non-CHP | 12.47 | COM |  |  |  |  | 3.9 | [6 empty] | 2011
63295 | MISO | Chicot Solar | 63073 | Chicot Solar, LLC | 33.479 | -91.349 | 2186 Highway 65 North | Lake Village | AR | 71653 | Chicot | SERC | MISO | Midcontinent Independent Transmission System Operator, Inc.. | Solar | Solar Photovoltaic | 1 | CHICO | 100 | 100 | 100 | NR | IPP Non-CHP | 115 | Q |  |  |  |  | 140 | Y | [5 empty] | 2020
63298 | PJM | Barrette Outdoor Living, Inc. | 66130 | Dynamic Energy Holdings LLC | 39.4877 | -74.6004 | 545 Tilton Road | Egg Harbor City | NJ | 8215 | Atlantic | RFC | PJM | PJM Interconnection, LLC | Solar | Solar Photovoltaic | 1 | BARRE | 1.9 | 1.9 | 0.7 | NR | Industrial Non-CHP | 12.47 | COM |  |  |  |  | 2.1 | [6 empty] | 2019 | 2049
63300 | WECC | Athos Solar Project | 62983 | SE Athos I, LLC | 33.7513 | -115.355 | 25250 Rice Rd. | Desert Center | CA | 92239 | Riverside | WECC | CISO | California Independent System Operator | Solar | Solar Photovoltaic | 1 | IPAT1 | 250 | 250 | 250 | NR | IPP Non-CHP | 220 | Q |  |  |  |  | 365 | Y | [5 empty] | 2022
63301 | WECC | Garrett Solar | 63065 | SOLV Energy, LLC | 42.16 | -120.4 | 17671 Airport Road | Lakeview | OR | 97630 | Lake | WECC | PACW | PacifiCorp - West | Solar | Solar Photovoltaic | 1 | 1888 | 10 | 10 | 10 | NR | IPP Non-CHP | 115 | Q |  |  |  |  | 13.1 | Y | [5 empty] | 2019
63303 | WECC | Alticor Inc - Solar Project | 61944 | MN8 Energy LLC | 33.8786 | -117.9961 | 5600 Beach Blvd | Buena Park | CA | 90621 | Orange | WECC | CISO | California Independent System Operator | Solar | Solar Photovoltaic | 1 | AISP | 1.2 | 1.1 | 0.7 | NR | IPP Non-CHP | 0.48 | Q |  |  |  |  | 1.4 | [6 empty] | 2017
63304 | MISO | Allium Community Solar Garden, LLC | 62759 | National Grid Renewables | 45.3997 | -94.7231 | 19141 293rd Ave Paynesville | Paynesville | MN | 56362 | Stearns | MRO | MISO | Midcontinent Independent Transmission System Operator, Inc.. | Solar | Solar Photovoltaic | 1 | ALIUM | 1 | 1 | 1 | NR | IPP Non-CHP | 35 | Q |  |  |  |  | 1.5 | Y | [5 empty] | 2021
63305 | MISO | Aster Community Solar Garden, LLC | 62759 | National Grid Renewables | 45.0082 | -95.2295 | TBD | Raymond | MN | 56282 | Kandiyohi | MRO | MISO | Midcontinent Independent Transmission System Operator, Inc.. | Solar | Solar Photovoltaic | 1 | ASTER | 1 | 1 | 1 | NR | IPP Non-CHP | 15 | Q |  |  |  |  | 1.5 | Y | [5 empty] | 2020
63307 | MISO | Westport Community Solar, LLC | 62759 | National Grid Renewables | 44.939 | -94.9044 | TBD | Lake Lillian | MN | 56253 | Kandiyohi | MRO | MISO | Midcontinent Independent Transmission System Operator, Inc.. | Solar | Solar Photovoltaic | 1 | WESTP | 1 | 1 | 1 | NR | IPP Non-CHP | 23.5 | Q |  |  |  |  | 1.5 | Y | [5 empty] | 2021
63308 | MISO | Marigold Community Solar Garden, LLC | 62759 | National Grid Renewables | 44.1973 | -93.6153 | TBD | Waterville | MN | 56096 | Le Sueur | MRO | MISO | Midcontinent Independent Transmission System Operator, Inc.. | Solar | Solar Photovoltaic | 1 | MGOLD | 1 | 1 | 1 | NR | IPP Non-CHP | 23.9 | Q |  |  |  |  | 1.5 | Y | [5 empty] | 2021
63309 | MISO | Honeysuckle Solar, LLC | 62759 | National Grid Renewables | 44.9076 | -94.0272 | 19758 County Road 9 | Lester Prairie | MN | 55354 | McLeod | MRO | MISO | Midcontinent Independent Transmission System Operator, Inc.. | Solar | Solar Photovoltaic | 1 | HONEY | 1 | 1 | 1 | NR | IPP Non-CHP | 12.5 | Q |  |  |  |  | 1.5 | Y | [5 empty] | 2021
63311 | MISO | Lantana Solar, LLC | 62759 | National Grid Renewables | 44.646 | -95.358 | TBD | Glenwood | MN | 55435 | Redwood | MRO | MISO | Midcontinent Independent Transmission System Operator, Inc.. | Solar | Solar Photovoltaic | 1 | LANTA | 1 | 1 | 1 | NR | IPP Non-CHP | 12.5 | Q |  |  |  |  | 1.5 | Y | [5 empty] | 2021
63312 | MISO | Hyacinth Solar, LLC | 62759 | National Grid Renewables | 44.4741 | -93.1993 | 2280 North Ave | Northfield | MN | 55057 | Dakota | MRO | MISO | Midcontinent Independent Transmission System Operator, Inc.. | Solar | Solar Photovoltaic | 1 | HYCIN | 1 | 1 | 1 | NR | IPP Non-CHP | 13.8 | Q |  |  |  |  | 1.5 | Y | [5 empty] | 2020
63313 | MISO | Coral Bells Solar, LLC | 62759 | National Grid Renewables | 45.471 | -92.891 | 36218 Kost Trail | North Branch | MN | 55056 | Chisago | MRO | MISO | Midcontinent Independent Transmission System Operator, Inc.. | Solar | Solar Photovoltaic | 1 | CORAL | 1 | 1 | 1 | NR | IPP Non-CHP | 23.5 | Q |  |  |  |  | 1.5 | Y | [5 empty] | 2020
63314 | MISO | Primrose Solar, LLC | 62759 | National Grid Renewables | 44.2054 | -93.9792 | 175 Sakatah Drive | Mankato | MN | 55435 | Blue Earth | MRO | MISO | Midcontinent Independent Transmission System Operator, Inc.. | Solar | Solar Photovoltaic | 1 | PROSE | 1 | 1 | 1 | NR | IPP Non-CHP | 13.6 | Q |  |  |  |  | 1.5 | Y | [5 empty] | 2021
63315 | MISO | Kerria Solar, LLC | 62759 | National Grid Renewables | 44.7956 | -95.2032 | 215 Emerson Ave NE | Renville | MN | 56284 | Renville | MRO | MISO | Midcontinent Independent Transmission System Operator, Inc.. | Solar | Solar Photovoltaic | 1 | KERIA | 1 | 1 | 1 | NR | IPP Non-CHP | 23.5 | Q |  |  |  |  | 1.5 | Y | [5 empty] | 2020
63317 | MISO | Geranium Solar, LLC | 62759 | National Grid Renewables | 44.9646 | -95.2295 | TBD | Raymond | MN | 56282 | Kandiyohi | MRO | MISO | Midcontinent Independent Transmission System Operator, Inc.. | Solar | Solar Photovoltaic | 1 | GERNM | 1 | 1 | 1 | NR | IPP Non-CHP | 23.9 | Q |  |  |  |  | 1.5 | Y | [5 empty] | 2020
63318 | MISO | Bellflower Solar, LLC | 62759 | National Grid Renewables | 45.5073 | -95.1273 | TBD | Brooten | MN | 56316 | Stearns | MRO | MISO | Midcontinent Independent Transmission System Operator, Inc.. | Solar | Solar Photovoltaic | 1 | BELLF | 1 | 1 | 1 | NR | IPP Non-CHP | 12.5 | Q |  |  |  |  | 1.5 | Y | [5 empty] | 2020
63319 | MISO | Iris Solar, LLC (MN) | 62759 | National Grid Renewables | 44.2536 | -94.2097 | TBD | Nicollet | MN | 55607 | Nicollet | MRO | MISO | Midcontinent Independent Transmission System Operator, Inc.. | Solar | Solar Photovoltaic | 1 | IRIS | 1 | 1 | 1 | NR | IPP Non-CHP | 12.5 | Q |  |  |  |  | 1.5 | Y | [5 empty] | 2020
63321 | MISO | Bingham Solar, LLC | 62759 | National Grid Renewables | 43.012 | -84.528 | 1635 E Steel Road | St. Johns | MI | 48879 | Clinton | RFC | MISO | Midcontinent Independent Transmission System Operator, Inc.. | Solar | Solar Photovoltaic | 1 | BINGH | 20 | 20 | 20 | NR | IPP Non-CHP | 46 | Q |  |  |  |  | 29.4 | Y | [5 empty] | 2020
63322 | MISO | Temperance Solar, LLC | 62759 | National Grid Renewables | 41.753 | -83.524 | 820 East Sterns Road | Erie | MI | 48133 | Monroe | RFC | MISO | Midcontinent Independent Transmission System Operator, Inc.. | Solar | Solar Photovoltaic | 1 | TEMPR | 20 | 20 | 20 | NR | IPP Non-CHP | 46 | Q |  |  |  |  | 29.6 | Y | [5 empty] | 2020
63323 | PJM | Bluefin Origination 1 | 63080 | Bluefin Origination 1, LLC | 38.7317 | -76.8284 | 11503 Cherry Tree Crossing Roa | Brandywine | MD | 20623 | Prince Georges | RFC | PJM | PJM Interconnection, LLC | Solar | Solar Photovoltaic | 1 | SIMBA | 2 | 2 | 2 | NR | IPP Non-CHP | 12.47 | Q |  |  |  |  | 3 | Y | [5 empty] | 2019
63324 | MISO | Camp Atterbury Microgrid Hybrid | 15470 | Duke Energy Indiana, LLC | 39.3617 | -86.025 | Camp Atterbury | Edinburgh | IN | 46124 | Johnson | RFC | MISO | Midcontinent Independent Transmission System Operator, Inc.. | Mixed | Batteries; Solar Photovoltaic | 2 | ES1; PV1 | 7 | 7 | 7 | RE | Electric Utility | 12.47 | I |  |  |  |  | 2.8 | Y |  | 5 | 5 | 5 | LIB | 2019
63325 | WECC | Yorktown Battery Energy Storage Facility | 17609 | Southern California Edison Co | 34.0047 | -118.0684 | 9900 Beverly Blvd. | Pico Rivera | CA | 90660 | Los Angeles | WECC | CISO | California Independent System Operator | Battery | Batteries | 1 | YORK1 | 3 | 3 | 3 | RE | Electric Utility | 66 | I | [7 empty] | 9 | 3 | 3 | LIB | 2024
63326 | WECC | Cadillac Battery Energy Storage Facility | 17609 | Southern California Edison Co | 34.0047 | -118.0684 | 9900 Beverly Blvd. | Pico Rivera | CA | 90660 | Los Angeles | WECC | CISO | California Independent System Operator | Battery | Batteries | 1 | CAD1 | 3.5 | 3.5 | 3.5 | RE | Electric Utility | 66 | I | [7 empty] | 8.8 | 3.5 | 3.5 | LIB | 2024
63327 | SPP | Diamond Spring, LLC | 59496 | ALLETE Clean Energy | 34.4874 | -96.7805 | 222 West Wynnewood Avenue | Sulphur | OK | 73086 | Johnston | MRO | SWPP | Southwest Power Pool | Wind | Onshore Wind Turbine | 1 | 46001 | 303.5 | 303.5 | 303.5 | NR | IPP Non-CHP | 345 | Q |  | 112 | GE | 290 | [7 empty] | 2020
63330 | WECC | Duus Solar, LLC | 62627 | Cardinal Renewables | 45.318 | -122.331 | 6070 SE Duus Road | Estacada | OR | 97023 | Clackamas | WECC | PGE | Portland General Electric Company | Solar | Solar Photovoltaic | 1 | ORDUS | 10 | 10 | 10 | NR | IPP Non-CHP | 12.47 | Q |  |  |  |  | 15 | Y | [5 empty] | 2020
63331 | WECC | Firwood Solar, LLC | 62627 | Cardinal Renewables | 45.35 | -122.25 | S.E. Firwood Road and US HWY 2 | Sandy | OR | 97055 | Clackamas | WECC | PGE | Portland General Electric Company | Solar | Solar Photovoltaic | 1 | ORFWD | 10 | 10 | 10 | NR | IPP Non-CHP | 12.47 | Q |  |  |  |  | 15.2 | Y | [5 empty] | 2020
63332 | PJM | Aulander Hwy 42 Solar, LLC | 62627 | Cardinal Renewables | 36.2486 | -77.0852 | 1625 NC 11 S | Aulander | NC | 27805 | Hertford | SERC | PJM | PJM Interconnection, LLC | Solar | Solar Photovoltaic | 1 | NCAUL | 5 | 5 | 5 | NR | IPP Non-CHP | 34.5 | Q |  |  |  |  | 7.1 | Y | [5 empty] | 2016
63334 | PJM | Campus Drive Solar | 56990 | NJR Clean Energy Ventures Corporation | 40.0562 | -74.8809 | 6 Campus Drive | Burlington Township | NJ | 8016 | Burlington | RFC | PJM | PJM Interconnection, LLC | Solar | Solar Photovoltaic | 1 | CAMPS | 3.7 | 3.7 | 3.7 | NR | IPP Non-CHP | 13.2 | Q |  |  |  |  | 4.8 | [6 empty] | 2020
63344 | WECC | Starvation | 63121 | Starvation Solar I, LLC | 43.5022 | -119.1485 | Reno Drive | Hines | OR | 97738 | Harney | WECC | BPAT | Bonneville Power Administration | Solar | Solar Photovoltaic | 1 | STAR | 9.9 | 9.9 | 9.9 | NR | IPP Non-CHP | 34.5 | Q |  |  |  |  | 15.3 | Y | [5 empty] | 2019
63347 | PJM | AOC, Capitol Power Plant | 63113 | Architect of the Capitol, Capitol Power Plant | 38.8827 | -77.0074 | 25 E St. SE | Washington | DC | 20003 | District of Columbia | RFC | PJM | PJM Interconnection, LLC | Natural Gas | Natural Gas Fired Combustion Turbine | 1 | CTG1 | 7.5 | 7.5 | 7.5 | NR | Commercial CHP | 13.8 | COM | [11 empty] | 2018
63349 | WECC | OE_AZ1 | 60453 | Onward Energy | 33.7767 | -113.6561 | TBD | Salome | AZ | 85348 | La Paz | WECC | WALC | Western Area Power Administration - Desert Southwest Region | Solar | Solar Photovoltaic | 1 | AZ1 | 32.5 | 32.5 | 32.5 | NR | IPP Non-CHP | 115 | Q |  |  |  |  | 42 | Y | [5 empty] | 2020
63352 | WECC | Gemini Solar Hybrid | 63117 | Gemini Solar | 36.4678 | -114.806 | South of Valley of Fire Rd / E | Unincorporated | NV | 89128 | Clark | WECC | NEVP | Nevada Power Company | Mixed | Solar Photovoltaic; Batteries | 2 | ARBE1; ARPV1 | 1070 | 1070 | 1070 | NR | IPP Non-CHP | 230 | Q |  |  |  |  | 966.8 | Y | Y | 380 | 380 | 380 | LIB | 2024
63353 | PJM | Allied Beverages Elizabeth | 62067 | Powerflex | 40.6657 | -74.1752 | Triport Warehouse Kapowski Rd. | Elizabeth | NJ | 7201 | Union | RFC | PJM | PJM Interconnection, LLC | Solar | Solar Photovoltaic | 1 | ABE | 3.2 | 3.2 | 3.2 | NR | IPP Non-CHP | 0.48 | COM |  |  |  |  | 4.6 | [6 empty] | 2018
63355 | PJM | Chanel Piscataway Rooftop | 62067 | Powerflex | 40.5503 | -74.483 | 876 Centennial Ave. | Piscataway | NJ | 8854 | Middlesex | RFC | PJM | PJM Interconnection, LLC | Solar | Solar Photovoltaic | 1 | CPR | 1.4 | 1.4 | 1.4 | NR | IPP Non-CHP | 0.48 | COM |  |  |  |  | 1.8 | [6 empty] | 2018
63356 | PJM | Colonial Pipeline Allentown Chesterfield | 62067 | Powerflex | 40.1523 | -74.6578 | 493 Ward Avenue Township of Ch | Chesterfield | NJ | 8515 | Burlington | RFC | PJM | PJM Interconnection, LLC | Solar | Solar Photovoltaic | 1 | CPAC | 1.9 | 1.9 | 1.9 | NR | IPP Non-CHP | 0.48 | COM |  |  |  |  | 2.5 | [6 empty] | 2018
63357 | PJM | Colonial Pipeline Woodbury West Deptford | 62067 | Powerflex | 39.8173 | -75.1969 | 696 Mantua Grove Road Township | West Deptford | NJ | 8066 | Gloucester | RFC | PJM | PJM Interconnection, LLC | Solar | Solar Photovoltaic | 1 | CPWWD | 3.7 | 3.7 | 3.7 | NR | IPP Non-CHP | 26.4 | COM |  |  |  |  | 4.9 | [6 empty] | 2018
63361 | WECC | Medline Ind. Phase 2 Tracy | 62067 | Powerflex | 37.7348 | -121.5089 | 5701 Promontory Parkway | Tracy | CA | 95377 | San Joaquin | WECC | CISO | California Independent System Operator | Solar | Solar Photovoltaic | 1 | MIP2T | 1 | 1 | 1 | NR | IPP Non-CHP | 0.48 | COM |  |  |  |  | 1.4 | [6 empty] | 2018
63363 | WECC | Niagara Bottling Stockton | 65849 | ClearGen LLC | 37.8948 | -121.2489 | 1025 Runway Dr. | Stockton | CA | 95206 | San Joaquin | WECC | CISO | California Independent System Operator | Solar | Solar Photovoltaic | 1 | NBS | 1 | 1 | 1 | NR | IPP Non-CHP | 0.48 | Q |  |  |  |  | 1.2 | [6 empty] | 2018
63365 | WECC | Soda Lake 3 | 63102 | AMOR IX, LLC | 39.5545 | -118.85 | 5500 Soda Lake Road | Fallon | NV | 89406 | Churchill | WECC | NEVP | Nevada Power Company | Other | Geothermal | 1 | SL3 | 26 | 20 | 20 | NR | IPP Non-CHP | 69 | Q | [11 empty] | 2019
63366 | PJM | 435A Bergen Avenue | 60268 | Hartz Solar, LLC | 40.7519 | -74.1313 | 435A Bergen Avenue | Kearney | NJ | 7302 | Hudson | RFC | PJM | PJM Interconnection, LLC | Solar | Solar Photovoltaic | 1 | 1 | 1.4 | 1.4 | 1.1 | NR | Commercial Non-CHP | 0.48 | COM |  |  |  |  | 1.9 | [6 empty] | 2019
63367 | MISO | Strandness Garden | 63131 | Strandness Garden LLC | 45.6573 | -95.5298 | 28927 County Road 24 | Starbuck | MN | 56381 | Pope | MRO | MISO | Midcontinent Independent Transmission System Operator, Inc.. | Solar | Solar Photovoltaic | 1 | CGS | 1 | 1 | 1 | NR | IPP Non-CHP | 0.48 | Q |  |  |  |  | 1.3 | [6 empty] | 2020
63370 | MISO | GSSP Schneider LLC | 62719 | Green Street Power Partners | 45.5295 | -94.2975 | 9201 Country Road 138 | Waite Park | MN | 56387 | Stearns | MRO | MISO | Midcontinent Independent Transmission System Operator, Inc.. | Solar | Solar Photovoltaic | 5 | SCHN1; SCHN2; SCHN3; SCHN4; SCHN5 | 5 | 5 | 5 | NR | IPP Non-CHP | 34.5 | COM |  |  |  |  | 7 | [6 empty] | 2019
63376 | WECC | Phelan Pinon Hills CSD Solar | 63125 | Phelan Pinon Hills Community Services District | 34.5765 | -117.5828 | 17900 Sheep Creek Road | Adelanto | CA | 92301 | San Bernardino | WECC | CISO | California Independent System Operator | Solar | Solar Photovoltaic | 1 | PPHS | 1.2 | 1.1 | 0.8 | NR | IPP Non-CHP | 115 | Q |  |  |  |  | 1.5 | Y | [5 empty] | 2015
63378 | MISO | Wapello Solar LLC | 63129 | Wapello Solar LLC | 41.1537 | -91.1771 | TBD | Wapello | IA | 52653 | Louisa | MRO | MISO | Midcontinent Independent Transmission System Operator, Inc.. | Solar | Solar Photovoltaic | 1 | WAPLO | 100 | 100 | 100 | NR | IPP Non-CHP | 161 | Q |  |  |  |  | 128 | Y | [5 empty] | 2021
63379 | WECC | Mtn. Solar 3 CSG | 60531 | Standard Solar | 40.2809 | -103.6191 | 1609 Agripark Road | Brush | CO | 80723 | Morgan | WECC | PSCO | Public Service Company of Colorado | Solar | Solar Photovoltaic | 1 | X0134 | 1.5 | 1.5 | 1.5 | NR | IPP Non-CHP | 13.2 | Q |  |  |  |  | 2 | Y | [5 empty] | 2020
63380 | MISO | Goodhue Community Solar One LLC CSG | 62915 | Madison Energy Holdings LLC | 44.2974 | -92.6409 | 45040 County 168 Blvd | Zumbrota | MN | 55992 | Goodhue | MRO | MISO | Midcontinent Independent Transmission System Operator, Inc.. | Solar | Solar Photovoltaic | 1 | 52829 | 1 | 1 | 1 | NR | IPP Non-CHP | 13.8 | Q |  |  |  |  | 1.4 | [6 empty] | 2020
63384 | MISO | Bennington Wind | 63139 | Minonk Stewardship Wind LLC | 40.9604 | -89.0854 | COUNTY ROAD 2900E | Minonk | IL | 61760 | Marshall | SERC | MISO | Midcontinent Independent Transmission System Operator, Inc.. | Wind | Onshore Wind Turbine | 1 | BENN | 93 | 93 | 93 | NR | IPP Non-CHP | 138 | Q |  | 33 | GE | 290.3 | [7 empty] | 2021
63385 | WECC | SCV Water - Gladbach Water Treatment Plant Phases I and II | 66983 | SCV Water | 34.4333 | -118.5108 | 27234 Bouquet Canyon | Santa Clara | CA | 91350 | Los Angeles | WECC | CISO | California Independent System Operator | Solar | Solar Photovoltaic | 1 | CA135 | 4.5 | 4.5 | 4.5 | NR | Commercial Non-CHP | 27 | M |  |  |  |  | 5.5 | Y | [5 empty] | 2014
63387 | WECC | Rancho Seco Solar II, LLC | 63141 | Rancho Seco Solar II, LLC | 38.3468 | -121.1198 | 1444 Twin Cities Road | Twin Cities | CA | 95638 | Sacramento | WECC | BANC | Balancing Authority of Northern California | Solar | Solar Photovoltaic | 1 | RSS2 | 160 | 160 | 160 | NR | IPP Non-CHP | 230 | Q |  |  |  |  | 212.8 | N | [5 empty] | 2021
63389 | MISO | Jordan Creek Wind Farm, LLC | 63128 | Jordan Creek Wind Farm, LLC | 40.3816 | -87.3998 | TBD | Judyville | IN | 47993 | Warren | RFC | MISO | Midcontinent Independent Transmission System Operator, Inc.. | Wind | Onshore Wind Turbine | 1 | JCW | 398.6 | 398.6 | 398.6 | NR | IPP Non-CHP | 345 | Q |  | 156 | GE | 292 | [7 empty] | 2020
63390 | PJM | Shelby Solar Array | 60571 | AEP Onsite Partners, LLC | 40.896 | -82.6724 | 129 West State Street | Shelby | OH | 44875 | Richland | RFC | PJM | PJM Interconnection, LLC | Solar | Solar Photovoltaic | 1 | SHBOH | 1.9 | 1.9 | 1.9 | NR | IPP Non-CHP | 12.47 | Q |  |  |  |  | 2.5 | Y | [5 empty] | 2019
63391 | WECC | City of Rio Rancho WWTP | 66337 | Exus New Mexico | 35.1799 | -106.8066 | 100 Industrial Park Loop NE | Rio Rancho | NM | 87124 | Sandoval | WECC | PNM | Public Service Company of New Mexico | Solar | Solar Photovoltaic | 1 | CORR | 1.2 | 1.2 | 0.8 | NR | IPP Non-CHP | 12.47 | Q |  |  |  |  | 1.3 | [6 empty] | 2019
63392 | PJM | DEC Phase II at Georgetown | 61419 | Luminace Solar MC, LLC | 38.665 | -75.3994 | 22999 East Trap Pond Rd. | Georgetown | DE | 19947 | Sussex | RFC | PJM | PJM Interconnection, LLC | Solar | Solar Photovoltaic | 1 | DECII | 3 | 3 | 3 | NR | IPP Non-CHP | 12.47 | Q |  |  |  |  | 4.2 | [6 empty] | 2019
63393 | SPP | Cuming County Renewables, LLC | 63124 | Cuming County Renewables. LLC | 42.02 | -96.8618 | 2027-2001 9th Rd. | Wisner | NE | 68791 | Cuming | MRO | SWPP | Southwest Power Pool | Wind | Onshore Wind Turbine | 1 | T-1 | 2.5 | 2.5 | 2.5 | NR | IPP Non-CHP | 34.5 | Q |  | 1 | GE | 292 | [7 empty] | 2019
63394 | MISO | Falls Creek Garden | 63143 | Falls Creek Garden LLC | 44.1757 | -93.1427 | 3071 - 197th Street East | Faribault | MN | 55021 | Rice | MRO | MISO | Midcontinent Independent Transmission System Operator, Inc.. | Solar | Solar Photovoltaic | 1 | CGS | 1 | 1 | 1 | NR | IPP Non-CHP | 0.48 | Q |  |  |  |  | 1.3 | [6 empty] | 2020
63395 | MISO | Star Garden | 63144 | Star Garden LLC | 45.6506 | -95.5309 | 17509 State Highway 114 | Starbuck | MN | 56381 | Pope | MRO | MISO | Midcontinent Independent Transmission System Operator, Inc.. | Solar | Solar Photovoltaic | 1 | CGS | 1 | 1 | 1 | NR | IPP Non-CHP | 0.48 | Q |  |  |  |  | 1.3 | [6 empty] | 2020
63396 | MISO | Buffalo Garden | 63157 | Buffalo Garden LLC | 44.0004 | -93.4968 | 30489 State HWY 13 | Waseca | MN | 56093 | Waseca | MRO | MISO | Midcontinent Independent Transmission System Operator, Inc.. | Solar | Solar Photovoltaic | 1 | CGS | 1 | 1 | 1 | NR | IPP Non-CHP | 0.48 | Q |  |  |  |  | 1.3 | [6 empty] | 2020
63397 | MISO | Loon Garden | 63158 | Loon Garden LLC | 44.0897 | -93.5562 | 10595 Old HWY 14 | Waseca | MN | 56093 | Waseca | MRO | MISO | Midcontinent Independent Transmission System Operator, Inc.. | Solar | Solar Photovoltaic | 1 | CGS | 1 | 1 | 1 | NR | IPP Non-CHP | 0.48 | Q |  |  |  |  | 1.3 | [6 empty] | 2020
63399 | MISO | Galesburg Solar Array | 60571 | AEP Onsite Partners, LLC | 40.9199 | -90.9484 | 1965 State Hwy 164 | Oquawka | IL | 61469 | Henderson | SERC | MISO | Midcontinent Independent Transmission System Operator, Inc.. | Solar | Solar Photovoltaic | 1 | GWA01 | 1.4 | 1.4 | 1.4 | NR | IPP Non-CHP | 12.47 | Q |  |  |  |  | 1.9 | Y | [5 empty] | 2020
63400 | MISO | Stearns Solar I | 63159 | Stearns Solar I LLC | 45.6502 | -94.5575 | 36503 County Road 10 | Albany | MN | 56307 | Stearns | MRO | MISO | Midcontinent Independent Transmission System Operator, Inc.. | Solar | Solar Photovoltaic | 1 | STE | 1 | 1 | 1 | NR | IPP Non-CHP | 0.48 | Q |  |  |  |  | 1.4 | Y | [5 empty] | 2019
63401 | MISO | Olinda Trail Solar | 63160 | Olinda Trail Solar LLC | 45.3159 | -92.8041 | 25423 Olinda Trail | Lindstrom | MN | 55045 | Chisago | MRO | MISO | Midcontinent Independent Transmission System Operator, Inc.. | Solar | Solar Photovoltaic | 1 | OLI | 1 | 1 | 1 | NR | IPP Non-CHP | 0.48 | Q |  |  |  |  | 1.4 | Y | [5 empty] | 2019
63402 | MISO | New Munich Solar | 63161 | New Munich Solar LLC | 45.6541 | -94.7557 | 31070 Riverview Rd | Melrose | MN | 56352 | Stearns | MRO | MISO | Midcontinent Independent Transmission System Operator, Inc.. | Solar | Solar Photovoltaic | 1 | MUN | 1 | 1 | 1 | NR | IPP Non-CHP | 0.48 | Q |  |  |  |  | 1.4 | Y | [5 empty] | 2019
63403 | MISO | Clara City Solar | 63162 | Clara City Solar LLC | 44.9466 | -95.3502 | 12070 State Hwy 7 SE | Clara City | MN | 56222 | Chippewa | MRO | MISO | Midcontinent Independent Transmission System Operator, Inc.. | Solar | Solar Photovoltaic | 1 | CCS | 1 | 1 | 1 | NR | IPP Non-CHP | 0.48 | Q |  |  |  |  | 1.4 | Y | [5 empty] | 2019
63404 | PJM | Thermo Fisher | 61944 | MN8 Energy LLC | 40.5737 | -74.6295 | 755 Route 202 North | Bridgewater | NJ | 8807 | Somerset | RFC | PJM | PJM Interconnection, LLC | Solar | Solar Photovoltaic | 1 | 1 | 1.5 | 1.5 | 1.5 | NR | IPP Non-CHP | 13.2 | Q |  |  |  |  | 1.7 | [6 empty] | 2013
63406 | MISO | Vermillion River_MN_GRE DEA-GM | 60520 | SoCore Energy LLC | 44.5998 | -93.1361 | 24380 Chippendale Ave | Farmington | MN | 55024 | Dakota | MRO | MISO | Midcontinent Independent Transmission System Operator, Inc.. | Solar | Solar Photovoltaic | 1 | PV1 | 3 | 3 | 3 | NR | IPP Non-CHP | 12.47 | Q |  |  |  |  | 3.8 | [6 empty] | 2019
63413 | PJM | LTMUA | 61944 | MN8 Energy LLC | 39.0078 | -74.9356 | 2900 Bayshore Road | Villas | NJ | 8251 | Cape May | RFC | PJM | PJM Interconnection, LLC | Solar | Solar Photovoltaic | 1 | 1 | 1 | 1 | 1 | NR | IPP Non-CHP | 12.47 | Q |  |  |  |  | 1.3 | [6 empty] | 2012
63414 | WECC | IOS II-LAX9 | 62915 | Madison Energy Holdings LLC | 34.09 | -117.45 | 11263 Oleander Avenue | Fontana | CA | 92335 | San Bernardino | WECC | CISO | California Independent System Operator | Solar | Solar Photovoltaic | 1 | IOSII | 4 | 3.7 | 3.3 | NR | IPP Non-CHP | 0.48 | Q |  |  |  |  | 5 | [6 empty] | 2020
63416 | WECC | Sierra Pacific Industries (2042-RD) | 17164 | Sierra Pacific Industries | 40.1214 | -122.1919 | 11400 Reading Rd. | Red Bluff | CA | 96080 | Tehama | WECC | CISO | California Independent System Operator | Solar | Solar Photovoltaic | 1 | GEN1 | 8.4 | 8.4 | 8.4 | NR | Industrial Non-CHP | 12 | COM |  |  |  |  | 10.2 | [6 empty] | 2020
63417 | MISO | Goodhue Community Solar Three LLC CSG | 62915 | Madison Energy Holdings LLC | 44.2972 | -92.7454 | 14373 Hwy 60 | Zumbrota | MN | 55992 | Goodhue | MRO | MISO | Midcontinent Independent Transmission System Operator, Inc.. | Solar | Solar Photovoltaic | 1 | 52831 | 1 | 1 | 1 | NR | IPP Non-CHP | 13.8 | Q |  |  |  |  | 1.4 | [6 empty] | 2020
63418 | WECC | DGS Wasco State Prison | 62856 | Forefront Power, LLC | 35.5939 | -119.4072 | 701 Scofield Avenue | Wasco | CA | 93280 | Kern | WECC | CISO | California Independent System Operator | Solar | Solar Photovoltaic | 1 | 1122 | 2.3 | 2.3 | 2.3 | NR | IPP Non-CHP | 21 | Q |  |  |  |  | 3 | N | [5 empty] | 2020
63419 | WECC | DGS Central California Womens Facility | 62856 | Forefront Power, LLC | 37.0897 | -120.15 | 23370 Road 22 | Chowchilla | CA | 93610 | Madera | WECC | CISO | California Independent System Operator | Solar | Solar Photovoltaic | 1 | 1122 | 2 | 2 | 2 | NR | IPP Non-CHP | 21 | Q |  |  |  |  | 2.6 | N | [5 empty] | 2020
63420 | WECC | Fresno Bullard High School Hybrid | 62856 | Forefront Power, LLC | 36.8186 | -119.8104 | 5445 N Palm Avenue | Fresno | CA | 93704 | Fresno | WECC | CISO | California Independent System Operator | Mixed | Solar Photovoltaic; Batteries | 2 | 903; BA903 | 1.6 | 1.6 | 1.6 | NR | IPP Non-CHP | 21 | Q |  |  |  |  | 1.4 | N |  | 0.4 | 0.4 | 0.4 | LIB | 2020
63421 | WECC | Fresno Hoover High School Hybrid | 62856 | Forefront Power, LLC | 36.8178 | -119.7707 | 5550 N First Street | Fresno | CA | 93710 | Fresno | WECC | CISO | California Independent System Operator | Mixed | Solar Photovoltaic; Batteries | 2 | 291; BA291 | 1.4 | 1.4 | 1.4 | NR | IPP Non-CHP | 21 | Q |  |  |  |  | 1.4 | Y |  | 0.2 | 0.2 | 0.2 | LIB | 2020
63422 | WECC | Fresno Sunnyside High School Hybrid | 62856 | Forefront Power, LLC | 36.734 | -119.7178 | 1019 S Peach Avenue | Fresno | CA | 93727 | Fresno | WECC | CISO | California Independent System Operator | Mixed | Solar Photovoltaic; Batteries | 2 | 1122; BA112 | 1.8 | 1.8 | 1.8 | NR | IPP Non-CHP | 21 | Q |  |  |  |  | 1.7 | Y |  | 0.3 | 0.3 | 0.3 | LIB | 2020
63423 | WECC | BYU Central Heating Plant | 63170 | Brigham Young University (BYU) | 40.2472 | -111.6462 | 1060 North East Campus Dr. | Provo | UT | 84602 | Utah | WECC | PACE | PacifiCorp - East | Natural Gas | Natural Gas Fired Combustion Turbine | 1 | GEN1 | 16.5 | 14 | 15 | NR | IPP CHP | 46 | Q | [11 empty] | 2019
63424 | MISO | Straight Garden Solar | 63171 | Straight Garden LLC | 44.2527 | -93.273 | 23128 Albers Avenue | Faribault | MN | 55021 | Rice | MRO | MISO | Midcontinent Independent Transmission System Operator, Inc.. | Solar | Solar Photovoltaic | 1 | CGS | 1 | 1 | 1 | NR | IPP Non-CHP | 0.48 | Q |  |  |  |  | 1.3 | [6 empty] | 2020
63425 | MISO | Leven Garden Solar | 63172 | Leven Garden LLC | 45.7169 | -95.2636 | 16390 County Rd. 28 | Villard | MN | 56385 | Pope | MRO | MISO | Midcontinent Independent Transmission System Operator, Inc.. | Solar | Solar Photovoltaic | 1 | CGS | 1 | 1 | 1 | NR | IPP Non-CHP | 0.48 | Q |  |  |  |  | 1.3 | [6 empty] | 2020
63426 | MISO | Zumbro Solar Garden | 63173 | Zumbro Garden LLC | 44.046 | -92.76 | 62413 - 240th Avenue | Kasson | MN | 55944 | Dodge | MRO | MISO | Midcontinent Independent Transmission System Operator, Inc.. | Solar | Solar Photovoltaic | 1 | CGS | 1 | 1 | 1 | NR | IPP Non-CHP | 0.48 | Q |  |  |  |  | 1.3 | N | [5 empty] | 2020
63427 | MISO | Mud Garden Solar | 63175 | Mud Garden LLC | 44.5433 | -94.2226 | 47660 - 280th Street | Gaylord | MN | 55334 | Sibley | MRO | MISO | Midcontinent Independent Transmission System Operator, Inc.. | Solar | Solar Photovoltaic | 1 | CGS | 1 | 1 | 1 | NR | IPP Non-CHP | 0.48 | Q |  |  |  |  | 1.3 | [6 empty] | 2020
63428 | PJM | IGS CC, LLC | 60025 | Greenbacker Renewable Energy Corporation | 38.9362 | -76.9682 | 2800 Otis St. | Washington | DC | 20018 | District of Columbia | RFC | PJM | PJM Interconnection, LLC | Solar | Solar Photovoltaic | 1 | 254 | 1.5 | 1.5 | 1.5 | NR | IPP Non-CHP | 13.2 | Q |  |  |  |  | 2 | [6 empty] | 2020
63429 | MISO | Erin Garden Solar | 63176 | Erin Garden LLC | 44.6752 | -94.0101 | 18885 - 371st Ave | City of Green Isle | MN | 55338 | Sibley | MRO | MISO | Midcontinent Independent Transmission System Operator, Inc.. | Solar | Solar Photovoltaic | 1 | CSG | 1 | 1 | 1 | NR | IPP Non-CHP | 0.48 | Q |  |  |  |  | 1.3 | [6 empty] | 2020
63430 | MISO | Chub Garden Solar | 63177 | Chub Garden LLC | 44.486 | -93.2128 | 32063 Garrert Avenue | Northfield | MN | 55057 | Dakota | MRO | MISO | Midcontinent Independent Transmission System Operator, Inc.. | Solar | Solar Photovoltaic | 1 | CGS | 1 | 1 | 1 | NR | IPP Non-CHP | 0.48 | Q |  |  |  |  | 1.3 | [6 empty] | 2020
63431 | MISO | Cisco | 59496 | ALLETE Clean Energy | 43.6256 | -95.3725 | 75670 350th Avenue | Brewster | MN | 56119 | Jackson | MRO | MISO | Midcontinent Independent Transmission System Operator, Inc.. | Wind | Onshore Wind Turbine | 1 | 32001 | 8.4 | 8.4 | 8.4 | NR | IPP Non-CHP | 69 | Q |  | 4 | Suzlon | 262.4 | [7 empty] | 2008
63432 | MISO | Lincoln Heights I | 59496 | ALLETE Clean Energy | 44.2878 | -96.4333 | 1192 160th Street | Lake Benton | MN | 56149 | Lincoln | MRO | MISO | Midcontinent Independent Transmission System Operator, Inc.. | Wind | Onshore Wind Turbine | 1 | 32002 | 5.2 | 5.2 | 5.2 | NR | IPP Non-CHP | 34.5 | Q |  | 4 | Suzlon | 244.4 | [7 empty] | 2006
63433 | MISO | Lincoln Heights II | 59496 | ALLETE Clean Energy | 44.3155 | -96.3317 | 1692 180th Street | Lake Benton | MN | 56149 | Lincoln | MRO | MISO | Midcontinent Independent Transmission System Operator, Inc.. | Wind | Onshore Wind Turbine | 1 | 32003 | 3.9 | 3.9 | 3.9 | NR | IPP Non-CHP | 34.5 | Q |  | 3 | Suzlon | 244.4 | [7 empty] | 2006
63434 | MISO | Maston Garden Solar | 63174 | Maston Garden LLC | 44.0433 | -92.6904 | 27259 - 625th Street | Kasson | MN | 55944 | Dodge | MRO | MISO | Midcontinent Independent Transmission System Operator, Inc.. | Solar | Solar Photovoltaic | 1 | CGS | 1 | 1 | 1 | NR | IPP Non-CHP | 0.48 | Q |  |  |  |  | 1.3 | [6 empty] | 2020
63436 | WECC | Corriedale Wind Energy | 56771 | Black Hills Service Company LLC | 41.1133 | -104.984 | 1877 Happy Jack Road | Cheyenne | WY | 92009 | Laramie | WECC | WACM | Western Area Power Administration - Rocky Mountain Region | Wind | Onshore Wind Turbine | 1 | WTG | 52.5 | 52.5 | 52.5 | RE | Electric Utility | 115 | Q |  | 21 | GE | 292 | [7 empty] | 2020
63439 | WECC | Central CA Fuel Cell 1 | 65297 | Central CA Fuel Cell 1 | 36.1835 | -119.3743 | 1875 S. West Street | Tulare | CA | 93274 | Tulare | WECC | CISO | California Independent System Operator | Natural Gas | Other Natural Gas | 1 | CCFC1 | 2.8 | 2.8 | 2.8 | NR | IPP CHP | 13.8 | Q | [11 empty] | 2018
63440 | WECC | Sun Streams 2 | 64851 | Sun Streams 2, LLC | 33.3204 | -112.8168 | TBD | Hassayampa | AZ | 85322 | Maricopa | WECC | CISO | California Independent System Operator | Solar | Solar Photovoltaic | 1 | GEN01 | 150 | 150 | 150 | NR | IPP Non-CHP | 500 | Q |  |  |  |  | 199.2 | Y | [5 empty] | 2021
63441 | WECC | Montague Solar | 15399 | Avangrid Power LLC | 45.54 | -120.18 | 18727 Bottimiller Lane | Arlington | OR | 97812 | Gilliam | WECC | AVRN | Avangrid Renewables LLC | Solar | Solar Photovoltaic | 1 | S1 | 162 | 162 | 162 | NR | IPP Non-CHP | 230 | Q |  |  |  |  | 210.6 |  | Y |  |  |  |  | 2023
63442 | WECC | Tickle Creek Solar | 63185 | Neighborhood Power Corp. | 45.375 | -122.265 | 38900 SE Truebel Rd | Sandy | OR | 97055 | Clackamas | WECC | PGE | Portland General Electric Company | Solar | Solar Photovoltaic | 1 | W9317 | 1.9 | 1.9 | 1.9 | NR | IPP Non-CHP | 12.47 | Q |  |  |  |  | 2.3 | Y | [5 empty] | 2019
63443 | WECC | Thomas Creek Solar | 63185 | Neighborhood Power Corp. | 45.1314 | -122.6195 | 32893 South HWY 213 | Molalla | OR | 97038 | Clackamas | WECC | PGE | Portland General Electric Company | Solar | Solar Photovoltaic | 1 | W9318 | 2.2 | 2.2 | 2.2 | NR | IPP Non-CHP | 12.47 | Q |  |  |  |  | 3 | Y | [5 empty] | 2019
63451 | PJM | Monroe Solar Farm, LLC | 56990 | NJR Clean Energy Ventures Corporation | 40.312 | -74.425 | 355 Hoffman Road | MonroeTownship | NJ | 8093 | Middlesex | RFC | PJM | PJM Interconnection, LLC | Solar | Solar Photovoltaic | 1 | MONR1 | 13.1 | 13.1 | 13.1 | NR | IPP Non-CHP | 34.5 | Q |  |  |  |  | 14.7 | [6 empty] | 2020
63452 | PJM | Solvay Solar | 63188 | West Deptford Distributed Solar, LLC | 39.8465 | -75.212 | 10 Leonard Lane | West Deptford | NJ | 8086 | Gloucester | NPCC | PJM | PJM Interconnection, LLC | Solar | Solar Photovoltaic | 1 | SSP | 6.5 | 6.5 | 6.5 | NR | IPP Non-CHP | 13.2 | Q |  |  |  |  | 7.9 | Y | [5 empty] | 2020
63453 | MISO | Malmedal Solar Garden | 63194 | Malmedal Garden LLC | 45.6574 | -95.5186 | 28485 County Rd 24 | Starbuck | MN | 56381 | Pope | MRO | MISO | Midcontinent Independent Transmission System Operator, Inc.. | Solar | Solar Photovoltaic | 1 | CGS | 1 | 1 | 1 | NR | IPP Non-CHP | 0.48 | Q |  |  |  |  | 1.3 | [6 empty] | 2019
63454 | MISO | Wollan Garden Solar | 63195 | Wollan Garden LLC | 45.6371 | -95.5309 | 18529 State Hwy 114 | Starbuck | MN | 56381 | Pope | MRO | MISO | Midcontinent Independent Transmission System Operator, Inc.. | Solar | Solar Photovoltaic | 1 | CGS | 1 | 1 | 1 | NR | IPP Non-CHP | 0.48 | Q |  |  |  |  | 1.3 | [6 empty] | 2019
63455 | WECC | RE-VFO LLC | 63198 | RE-VFO LLC | 36.3537 | -119.4008 | 2525 North Plaza Drive | Visalia | CA | 93291 | Tulare | WECC | CISO | California Independent System Operator | Solar | Solar Photovoltaic | 2 | INV1; INV2 | 1 | 1 | 1 | NR | IPP Non-CHP | 0.48 | Q |  |  |  |  | 1.2 | Y | [5 empty] | 2009
63456 | WECC | St Louis Solar | 63185 | Neighborhood Power Corp. | 45.1199 | -122.9361 | 6150 St Louis Rd NE | Gervais | OR | 97026 | Marion | WECC | PGE | Portland General Electric Company | Solar | Solar Photovoltaic | 1 | W9319 | 2.2 | 2.2 | 2.2 | NR | IPP Non-CHP | 12.47 | Q |  |  |  |  | 3 | Y | [5 empty] | 2020
63457 | PJM | Progress Drive Generation Station | 17043 | City of Shelby - (OH) | 40.53 | -82.4 | 21 Progress Dr | Shelby | OH | 44875 | Richland | RFC | PJM | PJM Interconnection, LLC | Petroleum | Petroleum Liquids | 2 | PSG1; PSG2 | 3.6 | 3.6 | 3.6 | RE | Electric Utility | 12.5 | M | AEP | [10 empty] | 2016
63458 | SPP | Rush Springs Energy Storage (BA) | 63187 | Rush Springs Energy Storage | 34.6956 | -97.8297 | 1570 County Road 1600 | Marlow | OK | 73055 | Grady | MRO | SWPP | Southwest Power Pool | Battery | Batteries | 1 | RUSHE | 10 | 10 | 10 | NR | IPP Non-CHP | 345 | Q | [7 empty] | 20 | 10 | 10 | FLB | 2020
63459 | PJM | Selective Insurance | 66501 | MaxSolar | 41.1522 | -74.7444 | 40 Wantage Ave | Branchville | NJ | 7890 | Sussex | RFC | PJM | PJM Interconnection, LLC | Solar | Solar Photovoltaic | 2 | 9853; 9854 | 2.8 | 2.8 | 2.8 | NR | IPP Non-CHP | 12.4 | Q |  |  |  |  | 3.7 | [6 empty] | 2019
63460 | MISO | Rock County Wind Fuel, LLC | 63189 | Rock County Wind Fuel, LLC | 43.6419 | -96.2625 | 1051 County Road 4 | Luverne | MN | 56156 | Rock | MRO | MISO | Midcontinent Independent Transmission System Operator, Inc.. | Wind | Onshore Wind Turbine | 1 | RCWF | 5 | 5 | 5 | NR | IPP Non-CHP | 24.9 | Q |  | 2 | GE | 262 | [7 empty] | 2020
63462 | WECC | Pika Solar | 63202 | Pika Solar, LLC | 45.0892 | -122.7705 | 14015 Dominic Rd. NE | Mt. Angel | OR | 97305 | Marion | WECC | PGE | Portland General Electric Company | Solar | Solar Photovoltaic | 1 | PGR17 | 2.2 | 2.2 | 2.2 | NR | IPP Non-CHP | 12.5 | Q |  |  |  |  | 2.6 | Y | [5 empty] | 2020
63464 | WECC | Brush Creek Solar | 63205 | Brush Creek Solar, LLC | 44.9842 | -122.8131 | 12115 Selah Springs Rd NE | Silverton | OR | 97381 | Marion | WECC | PGE | Portland General Electric Company | Solar | Solar Photovoltaic | 1 | PGR19 | 2.2 | 2.2 | 2.2 | NR | IPP Non-CHP | 12.5 | Q |  |  |  |  | 2.7 | Y | [5 empty] | 2020
63465 | WECC | Minke Solar | 63206 | Minke Solar, LLC | 45.1723 | -122.6227 | 11912 South Barnards Rd | Molalla | OR | 97038 | Clackamas | WECC | PGE | Portland General Electric Company | Solar | Solar Photovoltaic | 1 | PGR20 | 2.2 | 2.2 | 2.2 | NR | IPP Non-CHP | 12.5 | Q |  |  |  |  | 3.1 | Y | [5 empty] | 2020
63466 | WECC | Drift Creek Solar | 63207 | Drift Creek Solar, LLC | 44.9706 | -122.8035 | 12533 Finlay Rd. NE | Silverton | OR | 97381 | Marion | WECC | PGE | Portland General Electric Company | Solar | Solar Photovoltaic | 1 | PGR18 | 2.2 | 2.2 | 2.2 | NR | IPP Non-CHP | 12.5 | Q |  |  |  |  | 2.8 | [6 empty] | 2020
63467 | WECC | Bighorn Solar | 63208 | Bighorn Solar, LLC | 44.9657 | -122.9542 | 5602 Larndon Rd. | Salem | OR | 97305 | Marion | WECC | PGE | Portland General Electric Company | Solar | Solar Photovoltaic | 1 | PGR16 | 2.2 | 2.2 | 2.2 | NR | IPP Non-CHP | 12.5 | Q |  |  |  |  | 2.5 | Y | [5 empty] | 2020
63476 | WECC | Saint Solar | 63210 | Saint Solar LLC | 32.8663 | -111.5024 | 329 E. Steele Road | Coolidge | AZ | 85128 | Pinal | WECC | SRP | Salt River Project | Solar | Solar Photovoltaic | 1 | SAINT | 100 | 100 | 100 | NR | IPP Non-CHP | 230 | Q |  |  |  |  | 135 | Y | [5 empty] | 2021
63477 | WECC | Alcalde Solar Array | 63213 | Jemez Cuba LLC | 36.0911 | -106.0409 | 30 CR 138 | Alcalde | NM | 87511 | Rio Arriba | WECC | PNM | Public Service Company of New Mexico | Solar | Solar Photovoltaic | 1 | SOLAR | 2.4 | 2.4 | 2.4 | NR | IPP Non-CHP | 12.7 | Q |  |  |  |  | 3.1 | Y | [5 empty] | 2020
63478 | PJM | Ross Hall Central Utility Plant | 63209 | The George Washington University | 38.9002 | -77.0508 | 2300 I Street NW | Washington | DC | 20052 | District of Columbia | RFC | PJM | PJM Interconnection, LLC | Natural Gas | Natural Gas Fired Combustion Turbine | 1 | CT-1 | 4.6 | 4.1 | 2.7 | NR | Commercial CHP | 13.8 | Q | [11 empty] | 2016
63479 | SPP | Traverse Wind Project, LLC | 17698 | Southwestern Electric Power Co | 35.711 | -98.8347 | 24028 E. 900 Rd | Thomas | OK | 73669 | Custer | MRO | SWPP | Southwest Power Pool | Wind | Onshore Wind Turbine | 1 | GEN1 | 999 | 999 | 999 | RE | Electric Utility | 345 | I |  | 356 | GE | 295 | [7 empty] | 2022
63480 | MISO | Roberds Garden CSG | 63219 | Roberds Garden LLC | 44.2995 | -93.2391 | 3073 197th Street E | Faribault | MN | 55021 | Rice | MRO | MISO | Midcontinent Independent Transmission System Operator, Inc.. | Solar | Solar Photovoltaic | 1 | RPRG | 1 | 1 | 1 | NR | IPP Non-CHP | 12.4 | Q |  |  |  |  | 1.3 | [6 empty] | 2019
63481 | MISO | Clear Garden CSG | 63215 | Clear Garden LLC | 44.0354 | -93.4949 | 32878 State Hwy 13 | Waseca | MN | 56093 | Waseca | MRO | MISO | Midcontinent Independent Transmission System Operator, Inc.. | Solar | Solar Photovoltaic | 1 | RPCG | 1 | 1 | 1 | NR | IPP Non-CHP | 13.8 | Q |  |  |  |  | 1.3 | [6 empty] | 2019
63482 | WECC | Point Wind | 2770 | Terra-Gen Operating Co-Wind | 35.0808 | -118.3614 | TBD | Tehachapi | CA | 93561 | Kern | WECC | CISO | California Independent System Operator | Wind | Onshore Wind Turbine | 1 | PW1 | 64.5 | 64.5 | 64.5 | NR | IPP Non-CHP | 230 | Q |  | 19 | Vestas | 269 | [7 empty] | 2021
63483 | PJM | ACM - Midtown Thermal | 65384 | Cartier Energy, LLC | 39.3598 | -74.4342 | 1825 Atlantic Avenue | Atlantic City | NJ | 8401 | Atlantic | RFC | PJM | PJM Interconnection, LLC | Natural Gas | Natural Gas Fired Combustion Turbine | 1 | T60-1 | 5.5 | 5.2 | 6.1 | NR | Commercial CHP | 23.6 | COM | [11 empty] | 2012
63484 | MISO | Gohman Community Solar (CSG) | 63228 | Gohman Community Solar LLC | 45.4357 | -94.0448 | 9232 58th Avenue SE | Clear Lake | MN | 55319 | Sherburne | MRO | MISO | Midcontinent Independent Transmission System Operator, Inc.. | Solar | Solar Photovoltaic | 1 | GOHMN | 1.1 | 1.1 | 1.1 | NR | IPP Non-CHP | 19.92 | Q |  |  |  |  | 1.4 | [6 empty] | 2020
63485 | PJM | ECP Uptown Campus | 63220 | ECP Uptown Campus LLC | 40.4373 | -79.9874 | 1000 Gibbon St | Pittsburgh | PA | 15219 | Allegheny | RFC | PJM | PJM Interconnection, LLC | Natural Gas | Natural Gas Fired Combustion Turbine | 1 | 1 | 5.6 | 4.3 | 5.6 | NR | IPP CHP | 4.16 | Q | [11 empty] | 1997
63486 | WECC | D'Arrigo Brothers - Phase 4 | 63226 | CalCom Energy | 36.616 | -121.636 | 21777 Harris Rd | Salinas | CA | 93908 | Monterey | WECC | CISO | California Independent System Operator | Mixed | Solar Photovoltaic; Batteries | 2 | DA04; DA04B | 2.2 | 2.2 | 1.7 | NR | IPP Non-CHP | 12 | COM |  |  |  |  | 2.2 | Y |  | 0.8 | 0.1 | 0.1 | LIB | 2019
63487 | WECC | Wister Solar | 63225 | Wister Solar | 33.2694 | -115.503 | Unnamed Road | Niland | CA | 92257 | Imperial | WECC | IID | Imperial Irrigation District | Solar | Solar Photovoltaic | 1 | WSOL | 20 | 20 | 20 | NR | IPP Non-CHP | 92 | Q |  |  |  |  | 25.1 | [6 empty] | 2022
63489 | SPP | Sundance Wind Project, LLC | 15474 | Public Service Co of Oklahoma | 36.5597 | -98.7492 | 505 College Avenue | Alva | OK | 73717 | Woods | MRO | SWPP | Southwest Power Pool | Wind | Onshore Wind Turbine | 1 | GEN1 | 199 | 199 | 199 | RE | Electric Utility | 138 | I |  | 72 | GE | 90 | [7 empty] | 2021
63490 | WECC | CD4 | 63221 | CD4 | 37.6461 | -118.9158 | 94 Casa Diablo Cutoff | Mammoth Lakes | CA | 93546 | Mono | WECC | CISO | California Independent System Operator | Other | Geothermal | 1 | OEC1 | 44.4 | 29.6 | 44.4 | NR | IPP Non-CHP | 115 | Q | [11 empty] | 2022
63491 | WECC | North Valley | 63216 | North Valley | 40.3729 | -119.4625 | Route 447, Mile Marker 60 | Gerlach | NV | 89412 | Washoe | WECC | NEVP | Nevada Power Company | Mixed | Solar Photovoltaic; Geothermal | 2 | NVSOL; OEC1 | 37 | 26.5 | 34.3 | NR | IPP Non-CHP | 230 | Q |  |  |  |  | 8.3 | Y | [5 empty] | 2023
63492 | PJM | DCO Burlington | 65384 | Cartier Energy, LLC | 40.1083 | -74.8264 | 1818 River Road | Burlington | NJ | 8016 | Burlington | RFC | PJM | PJM Interconnection, LLC | Natural Gas | Natural Gas Fired Combustion Turbine | 1 | CTG-1 | 3.5 | 2.7 | 3.8 | NR | Industrial CHP | 13.2 | COM | [11 empty] | 2012
63493 | WECC | PSREC/SIAD Solar | 57353 | Plumas Sierra Rural Electric Coop | 40.1501 | -120.1234 | 74 C Street | Herlong | CA | 96113 | Lassen | WECC | CISO | California Independent System Operator | Solar | Solar Photovoltaic | 1 | SIAD | 2.5 | 2.4 | 1.6 | RE | Electric Utility | 12.47 | C |  |  |  |  | 3.3 | Y | [5 empty] | 2018
63494 | SPP | Maverick Wind Project, LLC | 15474 | Public Service Co of Oklahoma | 36.2939 | -98.1647 | 205 W. Maple Ste. 400 | Meno | OK | 73703 | Major | MRO | SWPP | Southwest Power Pool | Wind | Onshore Wind Turbine | 1 | GEN1 | 288 | 288 | 288 | RE | Electric Utility | 138 | I |  | 103 | GE | 89 | [7 empty] | 2021
63496 | PJM | Frederick County - Landfill | 57313 | Tesla Inc. | 39.3733 | -77.3499 | 9031 Reichs Ford Rd | Frederick | MD | 21704 | Frederick | RFC | PJM | PJM Interconnection, LLC | Solar | Solar Photovoltaic | 1 | PV1 | 2 | 2 | 2 | NR | IPP Non-CHP | 12.9 | Q |  |  |  |  | 2.7 | [6 empty] | 2019
63499 | SPP | Choctaw Nation Solar Farm | 14063 | Oklahoma Gas & Electric Co | 33.9689 | -96.4346 | 528 Orchard Road | Calera | OK | 74730 | Bryan | MRO | SWPP | Southwest Power Pool | Solar | Solar Photovoltaic | 1 | CVS1 | 5 | 5 | 5 | RE | Electric Utility | 12.5 | I |  |  |  |  | 6.1 | Y | [5 empty] | 2020
63500 | SPP | Chickasaw Nation Solar Farm | 14063 | Oklahoma Gas & Electric Co | 34.4774 | -97.1052 | 7800 Primrose Ln | Davis | OK | 73030 | Murray | MRO | SWPP | Southwest Power Pool | Solar | Solar Photovoltaic | 1 | CVS1 | 5 | 5 | 5 | RE | Electric Utility | 34.5 | I |  |  |  |  | 6.1 | Y | [5 empty] | 2020
63501 | PJM | Montclair State University Cogen | 65384 | Cartier Energy, LLC | 40.8652 | -74.1967 | 100 Yogi Berra Drive | Little Falls | NJ | 7424 | Passaic | RFC | PJM | PJM Interconnection, LLC | Natural Gas | Natural Gas Fired Combustion Turbine; Natural Gas Internal Combustion Engine | 3 | CTG-1; ENG-1; ENG-2 | 11.8 | 10.8 | 11.2 | NR | Commercial CHP | 26.4 | COM | [11 empty] | 2013
63502 | WECC | Oso Grande Wind Farm | 24211 | Tucson Electric Power Co | 32.9323 | -103.6664 | 2759 Tower Road | Maljamar | NM | 88264 | Lea | WECC | TEPC | Tucson Electric Power Company | Wind | Onshore Wind Turbine | 2 | OGW24; OGW45 | 249.8 | 249.8 | 249.8 | RE | Electric Utility | 345 | I |  | 62 | Siemens Gamesa | 262 | [7 empty] | 2021
63503 | PJM | Lakehurst Solar | 56769 | Consolidated Edison Development Inc. | 40.024 | -74.312 | 2501 County Route 547 | Lakehurst | NJ | 8759 | Ocean | RFC | PJM | PJM Interconnection, LLC | Solar | Solar Photovoltaic | 1 | LAKHS | 9.6 | 9.6 | 9.6 | NR | IPP Non-CHP | 34.5 | Q |  |  |  |  | 14.4 | [6 empty] | 2020
63504 | WECC | Copper Mountain Solar 5, LLC | 56769 | Consolidated Edison Development Inc. | 35.7763 | -114.9737 | 587 Eldorado Valley Drive | Boulder City | NV | 89005 | Clark | WECC | NEVP | Nevada Power Company | Solar | Solar Photovoltaic | 1 | CM5-1 | 252 | 250 | 250 | NR | IPP Non-CHP | 230 | Q |  |  |  |  | 332.3 | Y | [5 empty] | 2021
63509 | WECC | Lund Hill Solar | 15399 | Avangrid Power LLC | 45.888 | -120.355 | 538 Middle Rd | Bickleton | WA | 99322 | Klickitat | WECC | AVRN | Avangrid Renewables LLC | Solar | Solar Photovoltaic | 1 | LHS1 | 150 | 150 | 150 | NR | IPP Non-CHP | 230 | Q |  |  |  |  | 194 | Y | [5 empty] | 2022
63510 | WECC | Walnut Unified School District Walnut HS | 57313 | Tesla Inc. | 34.0219 | -117.8505 | 400 Pierre Rd | Walnut | CA | 91789 | Los Angeles | WECC | CISO | California Independent System Operator | Mixed | Solar Photovoltaic; Batteries | 2 | PV1; ST1 | 2.3 | 2.3 | 2.3 | NR | IPP Non-CHP | 33.3 | Q |  |  |  |  | 2.2 |  |  | 0.5 | 0.1 | 0.1 | LIB | 2020
63512 | PJM | Wor-Wic Community College - Offsite | 57313 | Tesla Inc. | 38.4133 | -75.6901 | 103 South Street | Hebron | MD | 21830 | Wicomico | RFC | PJM | PJM Interconnection, LLC | Solar | Solar Photovoltaic | 1 | PV1 | 2 | 2 | 2 | NR | IPP Non-CHP | 36.6 | Q |  |  |  |  | 2.7 | [6 empty] | 2019
63514 | WECC | Moonlight Packing - Phase 2 | 63226 | CalCom Energy | 36.5858 | -119.47 | NE SE NE 28 15 23 | Reedley | CA | 93654 | Fresno | WECC | CISO | California Independent System Operator | Solar | Solar Photovoltaic | 1 | MLO2 | 1.4 | 1.4 | 1 | NR | IPP Non-CHP | 12 | COM |  |  |  |  | 1.8 | [6 empty] | 2019
63516 | WECC | California City | 61944 | MN8 Energy LLC | 35.157 | -117.981 | 24200 Neuralia Road | California City | CA | 93505 | Kern | WECC | CISO | California Independent System Operator | Solar | Solar Photovoltaic | 1 | CACTY | 1.9 | 1.9 | 1.9 | NR | IPP Non-CHP | 33 | Q |  |  |  |  | 2.5 | Y | [5 empty] | 2018
63520 | PJM | PA Solar Park II | 56769 | Consolidated Edison Development Inc. | 40.8616 | -75.8466 | 109 Fourth Hollow Road | Nesquehoning | PA | 18240 | Carbon | RFC | PJM | PJM Interconnection, LLC | Solar | Solar Photovoltaic | 1 | PASP2 | 10 | 10 | 10 | NR | IPP Non-CHP | 69 | Q |  |  |  |  | 14.4 | [6 empty] | 2020
63521 | MISO | CED Mason City Wind | 56769 | Consolidated Edison Development Inc. | 43.1407 | -93.0985 | 17-237 Ulmus Avenue | Mason City | IA | 50401 | Cerro Gordo | MRO | MISO | Midcontinent Independent Transmission System Operator, Inc.. | Wind | Onshore Wind Turbine | 1 | MCW1 | 7.5 | 7.9 | 7.9 | NR | IPP Non-CHP | 13.8 | Q |  | 3 | GE | 292 | [7 empty] | 2020
63523 | PJM | Spruce - WCMD - Rubble II | 61944 | MN8 Energy LLC | 39.6214 | -77.8254 | 11112 Kemps Mill Rd | Williamsport | MD | 21795 | Washington | RFC | PJM | PJM Interconnection, LLC | Solar | Solar Photovoltaic | 1 | GEN1 | 2 | 2 | 2 | NR | IPP Non-CHP | 12.47 | Q |  |  |  |  | 2.5 | [6 empty] | 2015
63524 | PJM | Spruce - WCMD - Rubble I | 61944 | MN8 Energy LLC | 39.6185 | -77.8233 | 11112 Kemps Mill Rd | Williamsport | MD | 21795 | Washington | RFC | PJM | PJM Interconnection, LLC | Solar | Solar Photovoltaic | 1 | GEN1 | 2 | 2 | 2 | NR | IPP Non-CHP | 12.47 | Q |  |  |  |  | 2.5 | [6 empty] | 2015
63525 | PJM | Spruce - WCMD - Creek | 61944 | MN8 Energy LLC | 39.6718 | -77.8233 | Field NE of Kending Ln | Hagerstown | MD | 21740 | Washington | RFC | PJM | PJM Interconnection, LLC | Solar | Solar Photovoltaic | 1 | GEN1 | 2 | 2 | 2 | NR | IPP Non-CHP | 12.47 | Q |  |  |  |  | 2.5 | [6 empty] | 2015
63526 | PJM | Spruce - WCMD - Resh I | 61944 | MN8 Energy LLC | 39.6818 | -77.8015 | Landfill Rd. | Hagerstown | MD | 21740 | Washington | RFC | PJM | PJM Interconnection, LLC | Solar | Solar Photovoltaic | 1 | GEN1 | 2 | 2 | 2 | NR | IPP Non-CHP | 12.47 | Q |  |  |  |  | 2.5 | [6 empty] | 2016
63527 | WECC | Lafayette 2 - Internal Services Dept | 61944 | MN8 Energy LLC | 34.05 | -118.18 | 1100 N Eastern Ave | Los Angeles | CA | 90063 | Los Angeles | WECC | CISO | California Independent System Operator | Solar | Solar Photovoltaic | 1 | GEN1 | 1.9 | 1.9 | 1.9 | NR | IPP Non-CHP | 0.48 | Q |  |  |  |  | 2.1 | Y | [5 empty] | 2020
63530 | PJM | Jersey City DWP | 60584 | Onyx Asset Services Group | 40.69 | -74.0874 | 13 Linden Ave | Jersey City | NJ | 7305 | Hudson | RFC | PJM | PJM Interconnection, LLC | Solar | Solar Photovoltaic | 1 | 10331 | 1 | 1 | 1 | NR | IPP Non-CHP | 0.48 | Q |  |  |  |  | 1.2 | [6 empty] | 2019
63531 | WECC | Pima Community College NW | 60584 | Onyx Asset Services Group | 32.3435 | -111.0279 | 7600 N Shannon Road | Tucson | AZ | 85741 | Pima | WECC | TEPC | Tucson Electric Power Company | Solar | Solar Photovoltaic | 1 | 10327 | 1.3 | 1.3 | 1.3 | NR | IPP Non-CHP | 0.48 | Q |  |  |  |  | 1.8 | [6 empty] | 2019
63532 | MISO | Winona Community Solar One LLC | 62915 | Madison Energy Holdings LLC | 43.8585 | -91.322 | 33061 Burns Valley Rd. | La Crescent | MN | 55947 | Winona | MRO | MISO | Midcontinent Independent Transmission System Operator, Inc.. | Solar | Solar Photovoltaic | 1 | 52837 | 1 | 1 | 1 | NR | IPP Non-CHP | 13.8 | Q |  |  |  |  | 1.4 | [6 empty] | 2020
63533 | MISO | Goodhue Community Solar Two LLC | 62915 | Madison Energy Holdings LLC | 44.2939 | -92.7236 | 15400 HWY 60 | Zumbrota | MN | 55992 | Goodhue | MRO | MISO | Midcontinent Independent Transmission System Operator, Inc.. | Solar | Solar Photovoltaic | 1 | 52830 | 1 | 1 | 1 | NR | IPP Non-CHP | 13.8 | Q |  |  |  |  | 1.4 | [6 empty] | 2020
63534 | MISO | Houston/Winona Community Solar One LLC | 62915 | Madison Energy Holdings LLC | 43.8663 | -91.3224 | 32765 County Rd 1 | La Crescent | MN | 55925 | Houston | MRO | MISO | Midcontinent Independent Transmission System Operator, Inc.. | Solar | Solar Photovoltaic | 1 | 52827 | 1 | 1 | 1 | NR | IPP Non-CHP | 13.8 | Q |  |  |  |  | 1.4 | [6 empty] | 2020
63536 | WECC | Amazon DEN2 Solar Project | 63259 | Solar Star Prime 1 LLC | 39.75 | -104.75 | 22205 E. 19th Ave. | Aurora | CO | 80019 | Adams | WECC | PSCO | Public Service Company of Colorado | Solar | Solar Photovoltaic | 1 | BLD3 | 1.2 | 1.2 | 0.9 | NR | IPP Non-CHP | 0.48 | Q |  |  |  |  | 1.5 | [6 empty] | 2019
63538 | MISO | Assembly Solar II LLC | 63253 | Assembly Solar II LLC | 43.0437 | -83.96 | 10125 E Cronk Road | Lennon | MI | 48449 | Shiawassee | RFC | MISO | Midcontinent Independent Transmission System Operator, Inc.. | Solar | Solar Photovoltaic | 1 | AS2 | 110 | 110 | 110 | NR | IPP Non-CHP | 138 | Q |  |  |  |  | 161.2 | Y | [5 empty] | 2021
63540 | PJM | Essex County Correctional Facility Cogen | 63229 | Essex County Correctional Facility Cogen | 40.7205 | -74.1263 | 354 Doremus Avenue | Newark | NJ | 7015 | Essex | RFC | PJM | PJM Interconnection, LLC | Natural Gas | Natural Gas Internal Combustion Engine | 2 | EG1; EG2 | 6.2 | 6 | 6 | NR | IPP CHP | 13.2 | S | [11 empty] | 2003
63542 | MISO | Enter Solar | 63258 | Arcadia Solar, LLC | 44.1416 | -93.7077 | 47480 30th St. | Janesville | MN | 56048 | Waseca | MRO | MISO | Midcontinent Independent Transmission System Operator, Inc.. | Solar | Solar Photovoltaic | 1 | ENTER | 1 | 1 | 1 | NR | IPP Non-CHP | 0.48 | Q |  |  |  |  | 1.4 | [6 empty] | 2019
63543 | MISO | Lange Solar | 63258 | Arcadia Solar, LLC | 44.0282 | -92.6391 | 100 US 14 | Byron | MN | 55920 | Olmsted | MRO | MISO | Midcontinent Independent Transmission System Operator, Inc.. | Solar | Solar Photovoltaic | 1 | LNGE | 1 | 1 | 1 | NR | IPP Non-CHP | 0.48 | Q |  |  |  |  | 1.4 | [6 empty] | 2019
63545 | WECC | Chevron - Lost Hills Hybrid | 61944 | MN8 Energy LLC | 35.62 | -119.69 | Lost Hills Rd | Lost Hills | CA | 93249 | Kern | WECC | CISO | California Independent System Operator | Solar | Solar Photovoltaic | 1 | GEN1 | 30 | 30 | 30 | NR | IPP Non-CHP | 70 | Q |  |  |  |  | 34 | Y | [5 empty] | 2020
63549 | PJM | Water Strider Solar | 56769 | Consolidated Edison Development Inc. | 37.0164 | -79.0271 | 1100 Jenny's Ruff Trail | Nathalie | VA | 24577 | Halifax | SERC | PJM | PJM Interconnection, LLC | Solar | Solar Photovoltaic | 1 | WSS | 80 | 80 | 80 | NR | IPP Non-CHP | 115 | Q |  |  |  |  | 108.2 | Y | [5 empty] | 2021
63554 | WECC | Mohave Electric Cooperative at Joy Lane | 21538 | Mohave Electric Cooperative, Inc. | 34.9843 | -114.5565 | 2668 Joy Lane | Fort Mohave | AZ | 86426 | Mohave | WECC | WALC | Western Area Power Administration - Desert Southwest Region | Mixed | Batteries; Solar Photovoltaic | 2 | MSSB1; PV2 | 25.9 | 25.9 | 25.9 | NR | IPP Non-CHP | 24.9 | C |  |  |  |  | 13.8 | Y |  | 60 | 15 | 15 | LIB | 2016
63566 | PJM | HWY 158 PV | 58970 | Ecoplexus, Inc | 36.4232 | -77.0738 | 1527 US 158 W | Murfreesboro | NC | 27855 | Hertford | SERC | PJM | PJM Interconnection, LLC | Solar | Solar Photovoltaic | 1 | HW158 | 9 | 9 | 9 | NR | IPP Non-CHP | 34.5 | Q |  |  |  |  | 12 | [6 empty] | 2020
63574 | SPP | Atchison County Wind | 19436 | Union Electric Co - (MO) | 40.5313 | -95.3549 | 13601 R Avenue | Westboro | MO | 64498 | Atchison | MRO | SWPP | Southwest Power Pool | Wind | Onshore Wind Turbine | 1 | GEN1 | 299 | 275.5 | 288.9 | RE | Electric Utility | 345 | I |  | 91 | Vestas | 105 | [7 empty] | 2021
63575 | SPP | Thunderbird Generator (Tbird) | 63286 | 4 Rivers Electric Cooperative, Inc. | 38.4689 | -96.2536 | 2100 Road F5 | Emporia | KS | 66801 | Lyon | MRO | SWPP | Southwest Power Pool | Petroleum | Petroleum Liquids | 1 | TBRID | 1 | 1 | 1 | RE | Electric Utility | 12.47 | C | [11 empty] | 2019
63576 | MISO | FastSun 4 CSG | 60281 | Altus Power America Management, LLC | 45.1904 | -92.959 | 7260 165th Street North | Hugo | MN | 55038 | Washington | MRO | MISO | Midcontinent Independent Transmission System Operator, Inc.. | Solar | Solar Photovoltaic | 1 | FS4 | 1 | 1 | 1 | NR | IPP Non-CHP | 35 | Q |  |  |  |  | 1.4 | Y | [5 empty] | 2021
63577 | MISO | FastSun 21 CSG | 60281 | Altus Power America Management, LLC | 45.4981 | -94.1147 | 4958 County Road 8 SE | St. Cloud | MN | 56304 | Sherburne | MRO | MISO | Midcontinent Independent Transmission System Operator, Inc.. | Solar | Solar Photovoltaic | 1 | FS21 | 1 | 1 | 1 | NR | IPP Non-CHP | 35 | Q |  |  |  |  | 1.5 | Y | [5 empty] | 2021
63578 | SPP | Sagamore Wind | 17718 | Southwestern Public Service Co | 33.9384 | -103.1846 | 2744 NM Hwy 14 | Rogers | NM | 88132 | Roosevelt | MRO | SWPP | Southwest Power Pool | Wind | Onshore Wind Turbine | 1 | SWF01 | 522 | 90 | 179 | RE | Electric Utility | 230 | I | SPS.SAGAMORE.WND | 240 | Vestas | 262 | [7 empty] | 2020
63579 | WECC | Britton Solar Energy Center | 66337 | Exus New Mexico | 35.016 | -106.098 | 78 Clayton Road West | Moriarty | NM | 87107 | Torrance | WECC | PNM | Public Service Company of New Mexico | Solar | Solar Photovoltaic | 1 | BSEC | 50 | 50 | 50 | NR | IPP Non-CHP | 115 | Q |  |  |  |  | 67.7 | Y | [5 empty] | 2019
63586 | WECC | SR Kersey II | 63282 | SR Kersey II, LLC | 40.3862 | -104.554 | 402 5th St | Kersey | CO | 80644 | Weld | WECC | WACM | Western Area Power Administration - Rocky Mountain Region | Solar | Solar Photovoltaic | 1 | KERII | 1 | 1 | 1 | NR | IPP Non-CHP | 13.5 | Q |  |  |  |  | 1.2 | Y | [5 empty] | 2019
63587 | WECC | SR Skylark C | 63283 | SR Skylark C, LLC | 40.5751 | -104.8958 | 8449 County Rd 80 1/2 | Windsor | CO | 80550 | Weld | WECC | WACM | Western Area Power Administration - Rocky Mountain Region | Solar | Solar Photovoltaic | 1 | SKYC | 1.1 | 1.1 | 1.1 | NR | IPP Non-CHP | 13.5 | Q |  |  |  |  | 1.3 | Y | [5 empty] | 2019
63590 | SPP | Ponderosa Wind Energy Center | 63299 | Ponderosa Wind, LLC | 36.5555 | -100.6689 | 1312000 NS 131 Road | Beaver | OK | 73932 | Beaver | MRO | SWPP | Southwest Power Pool | Wind | Onshore Wind Turbine | 1 | PONDE | 200 | 200 | 200 | NR | IPP Non-CHP | 345 | Q |  | 100 | GE | 260 | [7 empty] | 2020
63593 | MISO | Brooten CSG1, LLC | 61227 | Nautilus Solar Solutions | 45.4988 | -95.1622 | 11645 Co Hwy 8 | Brooten | MN | 56316 | Pope | MRO | MISO | Midcontinent Independent Transmission System Operator, Inc.. | Solar | Solar Photovoltaic | 1 | SC | 1 | 1 | 1 | NR | IPP Non-CHP | 13.8 | Q |  |  |  |  | 1.4 | Y | [5 empty] | 2021
63594 | MISO | Buffalo Lake CSG1, LLC | 61227 | Nautilus Solar Solutions | 44.7326 | -94.623 | 400 5th St. | Buffalo Lake | MN | 55314 | Renville | MRO | MISO | Midcontinent Independent Transmission System Operator, Inc.. | Solar | Solar Photovoltaic | 1 | SC | 1 | 1 | 1 | NR | IPP Non-CHP | 13.8 | Q |  |  |  |  | 1.4 | Y | [5 empty] | 2021
63595 | MISO | Lowry CSG2, LLC | 61227 | Nautilus Solar Solutions | 45.6696 | -95.5105 | 16898 280th Ave. | Glenwood | MN | 56336 | Pope | MRO | MISO | Midcontinent Independent Transmission System Operator, Inc.. | Solar | Solar Photovoltaic | 1 | SC | 1 | 1 | 1 | NR | IPP Non-CHP | 13.8 | Q |  |  |  |  | 1.4 | Y | [5 empty] | 2020
63596 | MISO | Paynesville CSG1, LLC | 61227 | Nautilus Solar Solutions | 45.4018 | -94.7228 | 19245 293 Ave. | Paynesville | MN | 56362 | Stearns | MRO | MISO | Midcontinent Independent Transmission System Operator, Inc.. | Solar | Solar Photovoltaic | 1 | SC | 1 | 1 | 1 | NR | IPP Non-CHP | 13.8 | Q |  |  |  |  | 1.4 | Y | [5 empty] | 2021
63597 | MISO | Plato CSG1, LLC | 61227 | Nautilus Solar Solutions | 44.7903 | -94.0828 | 4626 120th St. | Glencoe | MN | 55336 | McLeod | MRO | MISO | Midcontinent Independent Transmission System Operator, Inc.. | Solar | Solar Photovoltaic | 1 | SC | 1 | 1 | 1 | NR | IPP Non-CHP | 13.8 | Q |  |  |  |  | 1.4 | Y | [5 empty] | 2021
63598 | MISO | Sacred Heart CSG1, LLC | 61227 | Nautilus Solar Solutions | 44.7832 | -95.3611 | 82619 160th St. | Sacred Heart | MN | 56285 | Renville | MRO | MISO | Midcontinent Independent Transmission System Operator, Inc.. | Solar | Solar Photovoltaic | 1 | SC | 1 | 1 | 1 | NR | IPP Non-CHP | 13.8 | Q |  |  |  |  | 1.4 | Y | [5 empty] | 2021
63599 | MISO | Stewart CSG1, LLC | 61227 | Nautilus Solar Solutions | 44.7256 | -94.4951 | 110 Martha St. | Stewart | MN | 55385 | McLeod | MRO | MISO | Midcontinent Independent Transmission System Operator, Inc.. | Solar | Solar Photovoltaic | 1 | SC | 1 | 1 | 1 | NR | IPP Non-CHP | 13.8 | Q |  |  |  |  | 1.4 | Y | [5 empty] | 2021
63601 | MISO | Isabella Wind Park | 5109 | DTE Electric Company | 43.6841 | -84.7885 | 3200 E. Weidman Rd. | Rosebush | MI | 48878 | Isabella | RFC | MISO | Midcontinent Independent Transmission System Operator, Inc.. | Wind | Onshore Wind Turbine | 1 | 1 | 383.5 | 383.5 | 383.5 | RE | Electric Utility | 138 | I |  | 136 | GE | 374 | [7 empty] | 2021
63603 | WECC | Illumina Way SD | 57128 | Bloom Energy | 32.873 | -117.1997 | 5200 Illumina Way | San Diego | CA | 92122 | San Diego | WECC | CISO | California Independent System Operator | Natural Gas | Other Natural Gas | 1 | ILM01 | 3.5 | 3.5 | 3.5 | NR | Industrial Non-CHP | 12 | COM | [11 empty] | 2019
63605 | WECC | ATT North Watney | 57128 | Bloom Energy | 38.2363 | -122.0778 | 2525 North Watney Way | Fairfield | CA | 94533 | Solano | WECC | CISO | California Independent System Operator | Natural Gas | Other Natural Gas | 1 | ATT35 | 2 | 2 | 2 | NR | Commercial Non-CHP | 12 | COM | [11 empty] | 2019
63606 | WECC | ATT Ventura Blvd | 57128 | Bloom Energy | 34.1522 | -118.4561 | 14800 Ventura Blvd | Sherman Oaks | CA | 91403 | Los Angeles | WECC | LDWP | Los Angeles Department of Water and Power | Natural Gas | Other Natural Gas | 1 | ATT27 | 1 | 1 | 1 | NR | Commercial Non-CHP | 12 | COM | [11 empty] | 2019
63609 | WECC | Allergan | 63785 | Hybrid-Electric Building Technologies West Los Angeles 1, LLC | 33.6724 | -117.8538 | 2525 Dupont Dr | Irvine | CA | 92612 | Orange | WECC | CISO | California Independent System Operator | Battery | Batteries | 1 | ALRGN | 1.5 | 1.5 | 1.5 | NR | Commercial Non-CHP | 0.48 | COM | [7 empty] | 9 | 1.5 | 1.5 | LIB | 2019
63610 | WECC | Baker | 63785 | Hybrid-Electric Building Technologies West Los Angeles 1, LLC | 33.6565 | -117.6841 | 21082 Wisteria | Lake Forest | CA | 92630 | Orange | WECC | CISO | California Independent System Operator | Battery | Batteries | 1 | BAKER | 1.2 | 1.2 | 1.2 | NR | Commercial Non-CHP | 12 | COM | [7 empty] | 6.3 | 1.2 | 1.2 | LIB | 2019
63611 | WECC | CSU Long Beach | 63785 | Hybrid-Electric Building Technologies West Los Angeles 1, LLC | 33.7838 | -118.108 | 1401 Palo Verde Avenue | Long Beach | CA | 90815 | Los Angeles | WECC | CISO | California Independent System Operator | Battery | Batteries | 1 | CSULB | 2.5 | 2.5 | 2.5 | NR | Commercial Non-CHP | 12 | COM | [7 empty] | 15 | 2.5 | 2.5 | LIB | 2017
63612 | WECC | DATS | 63785 | Hybrid-Electric Building Technologies West Los Angeles 1, LLC | 33.7073 | -117.8911 | 1704 W Segerstrom Ave | Santa Ana | CA | 92704 | Orange | WECC | CISO | California Independent System Operator | Battery | Batteries | 1 | DATS0 | 1 | 1 | 1 | NR | Commercial Non-CHP | 0.48 | COM | [7 empty] | 6 | 1 | 1 | LIB | 2017
63613 | WECC | Downey | 63785 | Hybrid-Electric Building Technologies West Los Angeles 1, LLC | 33.9194 | -118.1289 | 9333 Imperial Hwy | Downey | CA | 90242 | Los Angeles | WECC | CISO | California Independent System Operator | Battery | Batteries | 1 | DOWNY | 2 | 2 | 2 | NR | Commercial Non-CHP | 12 | COM | [7 empty] | 13 | 2 | 2 | LIB | 2019
63614 | WECC | LAWRP | 63785 | Hybrid-Electric Building Technologies West Los Angeles 1, LLC | 33.6378 | -117.7138 | 22313 Muirlands Blvd | Irvine | CA | 92618 | Orange | WECC | CISO | California Independent System Operator | Battery | Batteries | 1 | LAWRP | 1 | 1 | 1 | NR | Commercial Non-CHP | 0.48 | COM | [7 empty] | 5 | 1 | 1 | LIB | 2019
63615 | WECC | Long Beach Convention Center | 63785 | Hybrid-Electric Building Technologies West Los Angeles 1, LLC | 33.7652 | -118.1894 | 300 E Ocean Blvd | Long Beach | CA | 90802 | Los Angeles | WECC | CISO | California Independent System Operator | Battery | Batteries | 1 | LBCON | 1.5 | 1.5 | 1.5 | NR | Commercial Non-CHP | 4 | COM | [7 empty] | 8.6 | 1.5 | 1.5 | LIB | 2019
63616 | WECC | OCSD | 63785 | Hybrid-Electric Building Technologies West Los Angeles 1, LLC | 33.6931 | -117.9409 | 10844 Ellis Ave | Fountain Valley | CA | 92708 | Orange | WECC | CISO | California Independent System Operator | Battery | Batteries | 1 | OCSD1 | 4.9 | 4.9 | 4.9 | NR | Commercial Non-CHP | 12 | COM | [7 empty] | 32.6 | 4.9 | 4.9 | LIB | 2019
63617 | WECC | SOCCD | 63785 | Hybrid-Electric Building Technologies West Los Angeles 1, LLC | 33.6764 | -117.7773 | 5500 Irvine Center Dr | Irvine | CA | 92618 | Orange | WECC | CISO | California Independent System Operator | Battery | Batteries | 1 | SOCCD | 1.3 | 1.3 | 1.3 | NR | Commercial Non-CHP | 12 | COM | [7 empty] | 7.2 | 1.3 | 1.3 | LIB | 2019
63618 | MISO | USS Solar Brick | 60531 | Standard Solar | 39.3501 | -89.7932 | 24017 1900 E. | Standard City | IL | 62640 | Macoupin | SERC | MISO | Midcontinent Independent Transmission System Operator, Inc.. | Solar | Solar Photovoltaic | 1 | USBRK | 2 | 2 | 2 | NR | IPP Non-CHP | 12.7 | Q |  |  |  |  | 2.7 | [6 empty] | 2021
63620 | PJM | USS Goodrich Solar | 60531 | Standard Solar | 41.076 | -88.0649 | 600 S 10000W Road | Bonfield | IL | 60913 | Kankakee | RFC | PJM | PJM Interconnection, LLC | Solar | Solar Photovoltaic | 1 | USGCH | 2 | 2 | 2 | NR | IPP Non-CHP | 34.5 | Q |  |  |  |  | 2.7 | Y | [5 empty] | 2022
63621 | PJM | USS Sycamore Solar (CSG) | 60531 | Standard Solar | 41.9646 | -88.667 | 14950 Bethany Road | Sycamore | IL | 60178 | DeKalb | RFC | PJM | PJM Interconnection, LLC | Solar | Solar Photovoltaic | 1 | USSYC | 2 | 2 | 2 | NR | IPP Non-CHP | 13.2 | Q |  |  |  |  | 2.7 | Y | [5 empty] | 2022
63623 | WECC | Lafayette 2 - MLK Jr. Hospital (MLK) | 61944 | MN8 Energy LLC | 33.92 | -118.24 | 1680 E 120th St | Los Angeles | CA | 90059 | Los Angeles | WECC | CISO | California Independent System Operator | Solar | Solar Photovoltaic | 1 | GEN1 | 1.7 | 1.7 | 1.7 | NR | IPP Non-CHP | 4.16 | Q |  |  |  |  | 1.6 | [6 empty] | 2020
63626 | PJM | IGS FE Trenton, LLC | 60025 | Greenbacker Renewable Energy Corporation | 40.1893 | -74.6568 | 584 US Route 130 | Trenton | NJ | 8691 | Mercer | RFC | PJM | PJM Interconnection, LLC | Solar | Solar Photovoltaic | 1 | 229 | 1.5 | 1.5 | 1.5 | NR | IPP Non-CHP | 12 | Q |  |  |  |  | 1.6 | [6 empty] | 2020
63627 | SPP | Scenic Hill Solar IV, LLC | 60025 | Greenbacker Renewable Energy Corporation | 35.4706 | -93.4464 | 710 E Main St | Clarksville | AR | 72830 | Johnson | SERC | SWPP | Southwest Power Pool | Solar | Solar Photovoltaic | 1 | 252 | 2.2 | 2.2 | 2.2 | NR | IPP Non-CHP | 30 | Q |  |  |  |  | 2.8 | [6 empty] | 2019
63628 | SPP | Tinker | 14063 | Oklahoma Gas & Electric Co | 35.4147 | -97.3734 | 3001 S Douglas Blvd | Oklahoma City | OK | 73145 | Oklahoma | MRO | SWPP | Southwest Power Pool | Natural Gas | Natural Gas Fired Combustion Turbine | 2 | 5A; 5B | 82 | 64 | 64 | RE | Electric Utility | 69 | I | OKGETINK5A; OKGETINK5B | [10 empty] | 1971
63629 | MISO | Hydra Community Solar Garden, LLC (CSG) | 62759 | National Grid Renewables | 44.4167 | -93.2199 | 11804 Dundas Blvd | Dundas | MN | 55019 | Rice | MRO | MISO | Midcontinent Independent Transmission System Operator, Inc.. | Solar | Solar Photovoltaic | 1 | HYDRA | 1 | 1 | 1 | NR | IPP Non-CHP | 12.5 | Q |  |  |  |  | 1.4 | [6 empty] | 2020
63636 | WECC | Fort Rock I | 63339 | Fort Rock Solar I, LLC | 43.3201 | -121.0035 | 60830 Kruse Road | Silver Lake | OR | 97638 | Lake | WECC | BPAT | Bonneville Power Administration | Solar | Solar Photovoltaic | 1 | FR1 | 9.9 | 9.9 | 9.9 | NR | IPP Non-CHP | 34.5 | Q |  |  |  |  | 14.9 | Y | [5 empty] | 2020
63638 | WECC | Tracy 210 | 58622 | Costco Wholesale | 37.722 | -121.531 | 17880 W Schulte Rd | Tracy | CA | 95377 | San Joaquin | WECC | CISO | California Independent System Operator | Natural Gas | Other Natural Gas | 1 | CTC13 | 2.6 | 2.6 | 2.6 | NR | Industrial Non-CHP | 12 | COM | [11 empty] | 2019
63639 | MISO | Contrail Wind Farm | 12341 | MidAmerican Energy Co | 40.6674 | -94.8316 | TBD | Bedford | IA | 50833 | Taylor | MRO | MISO | Midcontinent Independent Transmission System Operator, Inc.. | Wind | Onshore Wind Turbine | 1 | COWF | 112.4 | 110 | 110 | RE | Electric Utility | 161 | I |  | 41 | GE | 292 | [7 empty] | 2020
63640 | MISO | Southern Hills Wind Farm | 12341 | MidAmerican Energy Co | 41.1113 | -94.4667 | 909 E Lucas St | Creston | IA | 50801 | Union | MRO | MISO | Midcontinent Independent Transmission System Operator, Inc.. | Wind | Onshore Wind Turbine | 1 | SHWF | 254.1 | 250 | 250 | RE | Electric Utility | 345 | I |  | 67 | Vestas | 344.5 | [7 empty] | 2021
63641 | MISO | Diamond Trail Wind Farm | 12341 | MidAmerican Energy Co | 41.6744 | -92.1642 | 1100 Pacific St | Ladora | IA | 52251 | Iowa | MRO | MISO | Midcontinent Independent Transmission System Operator, Inc.. | Wind | Onshore Wind Turbine | 1 | DTWF | 252.5 | 250 | 250 | RE | Electric Utility | 345 | I |  | 122 | Vestas | 344.5 | [7 empty] | 2020
63642 | WECC | Dunn Road Solar | 63185 | Neighborhood Power Corp. | 45.431 | -122.286 | 36673 SE Dunn Rd | Sandy | OR | 97055 | Clackamas | WECC | PGE | Portland General Electric Company | Solar | Solar Photovoltaic | 1 | W9736 | 1.8 | 1.8 | 1.8 | NR | IPP Non-CHP | 12.47 | Q |  |  |  |  | 2.6 | Y | [5 empty] | 2021
63645 | PJM | St. Joseph's Regional Medical Center (NJ) | 63351 | St. Joseph's Regional Medical Center (NJ) | 40.9026 | -74.1656 | 703 Mai Street | Paterson | NJ | 7503 | Passaic | NPCC | PJM | PJM Interconnection, LLC | Petroleum | Petroleum Liquids | 9 | 7E600; 8E675; 9E600; E10; E16; E27; E28; E29; E30 | 6.1 | 6.1 | 6.1 | NR | Commercial Non-CHP | 13.8 | COM | [11 empty] | 2001
63650 | MISO | Flodquist Community Solar LLC CSG | 63345 | Flodquist Community Solar LLC | 45.4894 | -92.857 | 37194 Oasis Rd | Lindstrom | MN | 55045 | Chisago | MRO | MISO | Midcontinent Independent Transmission System Operator, Inc.. | Solar | Solar Photovoltaic | 1 | TC3 | 1 | 1 | 1 | NR | IPP Non-CHP | 15 | Q |  |  |  |  | 1.5 | Y | [5 empty] | 2021
63651 | WECC | North Kern State Prison Phase II | 63344 | SunE P11L Holdings, LLC | 35.7804 | -119.3088 | 2737 West Cecil Ave | Delano | CA | 93215 | Kern | WECC | CISO | California Independent System Operator | Solar | Solar Photovoltaic | 1 | 5812 | 4 | 4 | 4 | NR | IPP Non-CHP | 12 | COM |  |  |  |  | 4.7 | Y | [5 empty] | 2012
63654 | PJM | Sheriff Road | 63357 | Sheriff Rd Solar LLC | 38.9113 | -76.8949 | 6300 Sheriff Road | Hyattsville | MD | 20785 | Prince Georges | RFC | PJM | PJM Interconnection, LLC | Solar | Solar Photovoltaic | 1 | SHRFF | 1.1 | 1.1 | 1.1 | NR | IPP Non-CHP | 13.8 | Q |  |  |  |  | 1.5 | [6 empty] | 2020
63656 | MISO | CED Peoria Solar | 64395 | Bay4 Energy Services, LLC | 40.5763 | -89.7036 | South Powel Road | Mapleton | IL | 61547 | Peoria | SERC | MISO | Midcontinent Independent Transmission System Operator, Inc.. | Solar | Solar Photovoltaic | 1 | PS1 | 2 | 2 | 2 | NR | IPP Non-CHP | 12.47 | Q |  |  |  |  | 2.9 | Y | [5 empty] | 2021
63657 | MISO | Siems Solar Project CSG | 63365 | Siems Community Solar LLC | 44.2724 | -92.557 | 23681 Hwy 60 Blvd | Mazeppa | MN | 55956 | Goodhue | MRO | MISO | Midcontinent Independent Transmission System Operator, Inc.. | Solar | Solar Photovoltaic | 1 | TC3 | 1 | 1 | 1 | NR | IPP Non-CHP | 15 | Q |  |  |  |  | 1.4 | Y | [5 empty] | 2020
63658 | MISO | Schueler Community Solar | 63366 | Schueler Community Solar LLC | 45.3061 | -94.0883 | 9656 105th Street NW | Annandale | MN | 55302 | Wright | MRO | MISO | Midcontinent Independent Transmission System Operator, Inc.. | Solar | Solar Photovoltaic | 1 | TC3 | 1 | 1 | 1 | NR | IPP Non-CHP | 15 | Q |  |  |  |  | 1.4 | Y | [5 empty] | 2020
63660 | MISO | M72 West Solar | 62870 | Heritage Sustainable Energy. LLC | 44.7768 | -85.7014 | 7827 E.Harrys Rd | Traverse City | MI | 49684 | Leelanau | RFC | MISO | Midcontinent Independent Transmission System Operator, Inc.. | Solar | Solar Photovoltaic | 1 | M72W | 1.8 | 1.8 | 1.8 | NR | IPP Non-CHP | 14.5 | Q |  |  |  |  | 2.2 | [6 empty] | 2019
63663 | WECC | Mt Hope Solar | 63185 | Neighborhood Power Corp. | 45.1279 | -122.6138 | 32998 South Hwy 213 | Molalla | OR | 97038 | Clackamas | WECC | PGE | Portland General Electric Company | Solar | Solar Photovoltaic | 1 | W0053 | 2.5 | 2.5 | 2.5 | NR | IPP Non-CHP | 12.47 | Q |  |  |  |  | 3.2 | Y | [5 empty] | 2021
63664 | WECC | Williams Acres Solar | 63185 | Neighborhood Power Corp. | 45.137 | -122.799 | 15078 Union School Rd. NE | Woodburn | OR | 97071 | Marion | WECC | PGE | Portland General Electric Company | Solar | Solar Photovoltaic | 1 | W0055 | 2.5 | 2.5 | 2.5 | NR | IPP Non-CHP | 12.47 | Q |  |  |  |  | 3.2 | Y | [5 empty] | 2021
63665 | WECC | River Valley Solar | 63185 | Neighborhood Power Corp. | 45.128 | -122.828 | 14585 Wilco Hwy NE | Woodburn | OR | 97071 | Marion | WECC | PGE | Portland General Electric Company | Solar | Solar Photovoltaic | 1 | W0054 | 1.9 | 1.9 | 1.9 | NR | IPP Non-CHP | 12.47 | Q |  |  |  |  | 2.5 | [6 empty] | 2022
63666 | PJM | Bitter Ridge Wind Farm, LLC | 63373 | Bitter Ridge Wind Farm, LLC | 40.3605 | -85.1131 | 5360 S 700 W | Redkey | IN | 47373 | Jay | RFC | PJM | PJM Interconnection, LLC | Wind | Onshore Wind Turbine | 1 | BIT | 130 | 130 | 130 | NR | IPP Non-CHP | 138 | Q |  | 52 | GE | 291.9 | [7 empty] | 2020
63674 | WECC | Dedeaux | 63393 | VS Dedeaux LLC | 34.0131 | -118.2419 | 2652 Long Beach Ave | Long Beach | CA | 90058 | Los Angeles | WECC | LDWP | Los Angeles Department of Water and Power | Solar | Solar Photovoltaic | 1 | DEDEA | 0.9 | 0.9 | 0.9 | NR | IPP Non-CHP | 0.48 | Q |  |  |  |  | 1.3 | [6 empty] | 2019
63678 | MISO | Paulson Community (CSG) | 63397 | Paulson Community Solar LLC | 44.3357 | -93.917 | 42380 Ottawa Road | St. Peter | MN | 56082 | Le Sueur | MRO | MISO | Midcontinent Independent Transmission System Operator, Inc.. | Solar | Solar Photovoltaic | 1 | PAUL | 1 | 1 | 1 | NR | IPP Non-CHP | 12.47 | Q |  |  |  |  | 1.4 | [6 empty] | 2020
63679 | MISO | Laurel Village (CSG) | 63398 | Laurel Village Community Solar LLC | 45.0838 | -94.1797 | 4500 Omer Ave SW | Cokato | MN | 55321 | Wright | MRO | MISO | Midcontinent Independent Transmission System Operator, Inc.. | Solar | Solar Photovoltaic | 1 | LAUR | 1 | 1 | 1 | NR | IPP Non-CHP | 12.47 | Q |  |  |  |  | 1.4 | [6 empty] | 2020
63680 | MISO | Hertzberg Community (CSG) | 63399 | Hertzberg Community Solar | 45.4109 | -94.7021 | 19501 County Road 33 | Paynesville | MN | 56362 | Stearns | MRO | MISO | Midcontinent Independent Transmission System Operator, Inc.. | Solar | Solar Photovoltaic | 1 | HERTZ | 1 | 1 | 1 | NR | IPP Non-CHP | 12.47 | Q |  |  |  |  | 1.4 | Y | [5 empty] | 2020
63681 | WECC | Oak Leaf Solar XXXIII LLC (Lantz) | 60025 | Greenbacker Renewable Energy Corporation | 38.5357 | -106.0753 | 10752 County Road 140 | Salida | CO | 81201 | Chaffee | WECC | PSCO | Public Service Company of Colorado | Solar | Solar Photovoltaic | 2 | 13; 14 | 3 | 3 | 3 | NR | IPP Non-CHP | 0.62 | Q |  |  |  |  | 4 | Y | [5 empty] | 2020
63682 | MISO | Brenda Luhman - CSG | 63380 | Brenda Luhman Community Solar LLC | 44.2918 | -92.7294 | 15380 Highway 60 Blvd | Zumbrota | MN | 55992 | Goodhue | MRO | MISO | Midcontinent Independent Transmission System Operator, Inc.. | Solar | Solar Photovoltaic | 1 | BLCS | 1 | 1 | 1 | NR | IPP Non-CHP | 12.47 | Q |  |  |  |  | 1.4 | [6 empty] | 2020
63683 | MISO | Carlson Community (CSG) | 63381 | Carlson Community Solar | 45.4832 | -92.8152 | 36875 Oriole Ave | Lindstrom | MN | 55045 | Chisago | MRO | MISO | Midcontinent Independent Transmission System Operator, Inc.. | Solar | Solar Photovoltaic | 1 | CRLSN | 1 | 1 | 1 | NR | IPP Non-CHP | 12.47 | Q |  |  |  |  | 1.4 | [6 empty] | 2021
63684 | MISO | Hammer Community (CSG) | 63400 | Hammer Community Solar LLC | 45.4141 | -94.0057 | 7412 River Rd SE | Clear Lake | MN | 55319 | Sherburne | MRO | MISO | Midcontinent Independent Transmission System Operator, Inc.. | Solar | Solar Photovoltaic | 1 | HAMR | 1 | 1 | 1 | NR | IPP Non-CHP | 12.47 | Q |  |  |  |  | 1.4 | Y | [5 empty] | 2020
63685 | WECC | Luna Storage | 61012 | AES Distributed Energy | 34.6833 | -118.3053 | W Ave J & 100th St. W | Lancaster | CA | 93536 | Los Angeles | WECC | CISO | California Independent System Operator | Battery | Batteries | 1 | LUNA | 100 | 100 | 100 | NR | IPP Non-CHP | 222 | Q | [7 empty] | 400 | 100 | 100 | LIB | 2022
63686 | MISO | Crescent Wind Park | 4254 | Consumers Energy Co - (MI) | 41.935 | -84.477 | 2542 N. Pittsford road | Hillsdale | MI | 49242 | Hillsdale | RFC | MISO | Midcontinent Independent Transmission System Operator, Inc.. | Wind | Onshore Wind Turbine | 1 | GFWP | 150 | 150 | 150 | RE | Electric Utility | 143 | I |  | 60 | GE | 292 | [7 empty] | 2021
63687 | MISO | Gratiot Farms Wind Project | 4254 | Consumers Energy Co - (MI) | 43.1695 | -84.8653 | 11495 W. Nelson Rd | Carson City | MI | 48811 | Montcalm | RFC | MISO | Midcontinent Independent Transmission System Operator, Inc.. | Wind | Onshore Wind Turbine | 1 | CWP | 150 | 150 | 150 | RE | Electric Utility | 355 | I |  | 60 | GE | 292 | [7 empty] | 2020
63689 | MISO | Red Lake Falls Community Hybrid | 56769 | Consolidated Edison Development Inc. | 47.8693 | -96.319 | 12436 205th St SW. | Red Lake Falls | MN | 56750 | Red Lake | MRO | MISO | Midcontinent Independent Transmission System Operator, Inc.. | Mixed | Solar Photovoltaic; Onshore Wind Turbine | 2 | RLFS; RLFW | 5.6 | 5.6 | 5.6 | NR | IPP Non-CHP | 41.6 | Q |  | 2 | GE | 262.5 | 5.5 | [6 empty] | 2020
63691 | PJM | Hunker Solar River, LLC | 64994 | SolRiver Capital LLC | 40.2164 | -79.6471 | 463 Hunker Waltz Mill Road | Ruffs Dale | PA | 15601 | Westmoreland | RFC | PJM | PJM Interconnection, LLC | Solar | Solar Photovoltaic | 1 | 13502 | 3.3 | 3.3 | 3.3 | NR | IPP Non-CHP | 25 | Q |  |  |  |  | 4.3 | [6 empty] | 2021
63694 | WECC | Butler Solar, LLC | 64994 | SolRiver Capital LLC | 45.1018 | -123.4101 | 414 Richard St NW | Sheridan | OR | 97378 | Yamhill | WECC | PGE | Portland General Electric Company | Solar | Solar Photovoltaic | 1 | 13501 | 4 | 4 | 4 | NR | IPP Non-CHP | 12.47 | Q |  |  |  |  | 5.4 | Y | [5 empty] | 2021
63696 | PJM | Westmoreland County Solar Project | 63412 | Westmoreland County Solar Project, LLC | 38.0075 | -76.744 | 899 WOODBINE RD # 851 | WARSAW | VA | 22572 | Westmoreland | SERC | PJM | PJM Interconnection, LLC | Solar | Solar Photovoltaic | 1 | WEST | 19.9 | 19.9 | 19.9 | NR | IPP Non-CHP | 34.5 | Q |  |  |  |  | 29.6 | Y | [5 empty] | 2021
63698 | PJM | Galloway Landfill | 56990 | NJR Clean Energy Ventures Corporation | 40.1724 | -74.0232 | Block 1171, Lot 17, Galloway R | Wall | NJ | 7719 | Monmouth | RFC | PJM | PJM Interconnection, LLC | Solar | Solar Photovoltaic | 1 | GALLO | 2.3 | 2.3 | 2.3 | NR | IPP Non-CHP | 12.47 | Q |  |  |  |  | 3.3 | [6 empty] | 2020
63699 | WECC | AGT000 Stevens Creek Fuel Cell | 62150 | 2016 ESA Project Company, LLC | 37.3249 | -121.9989 | 5301 Stevens Creek Blvd. | Santa Clara | CA | 95051 | Santa Clara | WECC | CISO | California Independent System Operator | Natural Gas | Other Natural Gas | 2 | AGT0A; AGT0B | 2.2 | 2.2 | 2.2 | NR | IPP Non-CHP | 0.48 | Q | [11 empty] | 2018
63700 | PJM | AGT001 Centerville Fuel Cell | 62150 | 2016 ESA Project Company, LLC | 39.7579 | -75.6221 | 2850 Centerville Road | Wilmington | DE | 19808 | New Castle | RFC | PJM | PJM Interconnection, LLC | Natural Gas | Other Natural Gas | 1 | AGT01 | 1.3 | 1.3 | 1.3 | NR | IPP Non-CHP | 34.5 | Q | [11 empty] | 2019
63701 | WECC | CST001 McCarthy Fuel Cell | 62150 | 2016 ESA Project Company, LLC | 37.4055 | -121.9168 | 1656 McCarthy Blvd | Milpitas | CA | 95035 | Santa Clara | WECC | CISO | California Independent System Operator | Natural Gas | Other Natural Gas | 2 | CST1A; CST1B | 1.2 | 1.2 | 1.2 | NR | IPP Non-CHP | 0.48 | Q | [11 empty] | 2019
63702 | PJM | EQX002 Secaucus Rd Fuel Cell | 62150 | 2016 ESA Project Company, LLC | 40.7754 | -74.0703 | 755 Secaucus Road | Secaucus | NJ | 7094 | Hudson | RFC | PJM | PJM Interconnection, LLC | Natural Gas | Other Natural Gas | 1 | EQX02 | 1.5 | 1.5 | 1.5 | NR | IPP Non-CHP | 26.4 | Q | [11 empty] | 2019
63703 | PJM | EQX003 Secaucus Rd Fuel Cell | 62150 | 2016 ESA Project Company, LLC | 40.7785 | -74.0722 | 800 Secaucus Road | Secaucus | NJ | 7094 | Hudson | RFC | PJM | PJM Interconnection, LLC | Natural Gas | Other Natural Gas | 1 | EQX03 | 2 | 2 | 2 | NR | IPP Non-CHP | 26.4 | Q | [11 empty] | 2018
63704 | WECC | EQX010 Great Oaks Fuel Cell | 62150 | 2016 ESA Project Company, LLC | 37.2421 | -121.7831 | 7 Great Oaks Blvd. | San Jose | CA | 95119 | Santa Clara | WECC | CISO | California Independent System Operator | Natural Gas | Other Natural Gas | 2 | EQ10A; EQ10B | 2.4 | 2.4 | 2.4 | NR | IPP Non-CHP | 21 | Q | [11 empty] | 2019
63705 | WECC | EQX011 Duane Fuel Cell | 62150 | 2016 ESA Project Company, LLC | 37.3782 | -121.9549 | 1350 Duane Ave | Santa Clara | CA | 95054 | Santa Clara | WECC | CISO | California Independent System Operator | Natural Gas | Other Natural Gas | 3 | EQ11A; EQ11B; EQ11C | 5.2 | 5.2 | 5.2 | NR | IPP Non-CHP | 12 | Q | [11 empty] | 2018
63706 | PJM | EQX012 Harz Fuel Cell | 62150 | 2016 ESA Project Company, LLC | 40.7778 | -74.0759 | 275 Hartz Way | Secaucus | NJ | 7094 | Hudson | RFC | PJM | PJM Interconnection, LLC | Natural Gas | Other Natural Gas | 1 | EQX12 | 2.5 | 2.5 | 2.5 | NR | IPP Non-CHP | 26.4 | Q | [11 empty] | 2018
63708 | WECC | EQX015 Great Oaks Fuel Cell | 62150 | 2016 ESA Project Company, LLC | 37.2419 | -121.7816 | 9 Great Oaks Blvd. | San Jose | CA | 95119 | Santa Clara | WECC | CISO | California Independent System Operator | Natural Gas | Other Natural Gas | 2 | EQ15A; EQ15B | 4 | 4 | 4 | NR | IPP Non-CHP | 21.6 | Q | [11 empty] | 2018
63710 | WECC | Golden Hill Wind | 15399 | Avangrid Power LLC | 45.5627 | -120.7085 | 93999 Haven Lane | Wasco | OR | 97065 | Sherman | WECC | AVRN | Avangrid Renewables LLC | Wind | Onshore Wind Turbine | 1 | GH1 | 201.3 | 201.3 | 201.3 | NR | IPP Non-CHP | 230 | Q |  | 51 | Vestas | 344 | [7 empty] | 2022
63711 | WECC | JSR000 N Mathilda Fuel Cell | 62150 | 2016 ESA Project Company, LLC | 37.4124 | -122.024 | 1260 North Mathilda Avenue | Sunnyvale | CA | 94089 | Santa Clara | WECC | CISO | California Independent System Operator | Natural Gas | Other Natural Gas | 1 | JSR00 | 1.1 | 1.1 | 1.1 | NR | IPP Non-CHP | 12.47 | Q | [11 empty] | 2019
63712 | WECC | KSR028 Merced Fuel Cell | 62150 | 2016 ESA Project Company, LLC | 37.7065 | -122.1647 | 2500 Merced St. | San Leandro | CA | 94577 | Alameda | WECC | CISO | California Independent System Operator | Natural Gas | Other Natural Gas | 1 | KSR28 | 2 | 2 | 2 | NR | IPP Non-CHP | 12 | Q | [11 empty] | 2018
63713 | PJM | IIV000 Mt Bethel Fuel Cell | 62150 | 2016 ESA Project Company, LLC | 40.6325 | -74.5035 | 141 Mt Bethel Rd. | Warren | NJ | 7069 | Somerset | RFC | PJM | PJM Interconnection, LLC | Natural Gas | Other Natural Gas | 2 | IIV0A; IIV0B | 2.6 | 2.6 | 2.6 | NR | IPP Non-CHP | 12.47 | Q | [11 empty] | 2019
63714 | WECC | GEN005 Antibody Fuel Cell | 62150 | 2016 ESA Project Company, LLC | 33.2109 | -117.299 | 1 Antibody Way | Oceanside | CA | 92056 | San Diego | WECC | CISO | California Independent System Operator | Natural Gas | Other Natural Gas | 1 | GEN05 | 2.5 | 2.5 | 2.5 | NR | IPP Non-CHP | 12 | Q | [11 empty] | 2019
63715 | WECC | SCU000 El Camino Real Fuel Cell | 62150 | 2016 ESA Project Company, LLC | 37.3499 | -121.9406 | 500 El Camino Real | Santa Clara | CA | 95053 | Santa Clara | WECC | CISO | California Independent System Operator | Natural Gas | Other Natural Gas | 1 | SCU00 | 1.5 | 1.5 | 1.5 | NR | IPP Non-CHP | 12 | Q | [11 empty] | 2018
63716 | WECC | KSR053 Cantara Fuel Cell | 62150 | 2016 ESA Project Company, LLC | 33.7902 | -118.2943 | 13682 Cantara St. | Panorama City | CA | 91402 | Los Angeles | WECC | CISO | California Independent System Operator | Natural Gas | Other Natural Gas | 1 | KSR53 | 1.6 | 1.6 | 1.6 | NR | IPP Non-CHP | 4.16 | Q | [11 empty] | 2018
63717 | WECC | TLR000 Hansen Fuel Cell | 62150 | 2016 ESA Project Company, LLC | 36.6568 | -121.6243 | 1275 Hansen St. | Salinas | CA | 93901 | Monterey | WECC | CISO | California Independent System Operator | Natural Gas | Other Natural Gas | 3 | TLR0A; TLR0B; TLR0C | 3 | 3 | 3 | NR | IPP Non-CHP | 12 | Q | [11 empty] | 2018
63722 | WECC | Rawhide Prairie Solar Hybrid | 60025 | Greenbacker Renewable Energy Corporation | 40.858 | -105.0156 | 3100 E County Road 82 | Wellington | CO | 80549 | Larimer | WECC | PSCO | Public Service Company of Colorado | Mixed | Batteries; Solar Photovoltaic | 2 | BA1; PV1 | 23 | 23 | 23 | NR | IPP Non-CHP | 34.5 | Q |  |  |  |  | 29.1 | Y |  | 2 | 1 | 1 | LIB | 2021
63724 | MISO | Hayfield Solar I LLC CSG | 63359 | REA Investments, LLC | 43.8941 | -92.8672 | 18612 State Hwy 30 | Hayfield | MN | 55940 | Dodge | MRO | MISO | Midcontinent Independent Transmission System Operator, Inc.. | Solar | Solar Photovoltaic | 1 | HAYF1 | 1 | 1 | 1 | NR | IPP Non-CHP | 480 | Q |  |  |  |  | 1.4 | N | [5 empty] | 2021
63725 | MISO | Hayfield Solar III LLC CSG | 63359 | REA Investments, LLC | 43.9192 | -92.8613 | 71303 State Highway 56 | Hayfield | MN | 55940 | Dodge | MRO | MISO | Midcontinent Independent Transmission System Operator, Inc.. | Solar | Solar Photovoltaic | 1 | HAYF3 | 1 | 1 | 1 | NR | IPP Non-CHP | 480 | Q |  |  |  |  | 1.4 | N | [5 empty] | 2021
63726 | MISO | Pipestone City Solar LLC CSG | 63359 | REA Investments, LLC | 44.016 | -96.3175 | 1051 North Hiawatha Ave | Pipestone | MN | 56164 | Pipestone | MRO | MISO | Midcontinent Independent Transmission System Operator, Inc.. | Solar | Solar Photovoltaic | 1 | PSCTY | 1 | 1 | 1 | NR | IPP Non-CHP | 480 | Q |  |  |  |  | 1.4 | N | [5 empty] | 2021
63727 | WECC | Slate Hybrid | 61944 | MN8 Energy LLC | 36.227 | -119.8948 | 16829 Avenal Cutoff Road | Stratford | CA | 93266 | Kings | WECC | CISO | California Independent System Operator | Mixed | Solar Photovoltaic; Batteries | 9 | SL3EC; SLATE; SLB3C; SLBES; SLBPW; SLBSV; SLPWR; SLSTN; SLSVC | 440.3 | 440.3 | 440.3 | NR | IPP Non-CHP | 230 | Q |  |  |  |  | 390.3 | Y |  | 561 | 140.3 | 140.3 | LIB | 2021
63728 | WECC | Taos Mesa Energy Facility Hybrid | 63420 | Taos Mesa Energy Facility, LLC | 36.44 | -105.62 | 180 Lower Las Colonis RD | El Prado | NM | 87529 | Taos | WECC | PNM | Public Service Company of New Mexico | Mixed | Batteries; Solar Photovoltaic | 2 | BESS; TMEF1 | 27.5 | 27.5 | 27.5 | RE | Electric Utility | 24.9 | C |  |  |  |  | 19.7 | Y |  | 25 | 12.5 | 12.5 | LIB | 2022
63731 | WECC | Neptune Energy Center Hybrid | 63427 | Neptune Energy Center, LLC | 38.3303 | -104.4142 | TBD | Boone | CO | 81025 | Pueblo | WECC | PSCO | Public Service Company of Colorado | Mixed | Batteries; Solar Photovoltaic | 2 | NT125; NT325 | 450 | 450 | 450 | NR | IPP Non-CHP | 345 | Q |  |  |  |  | 378.8 | Y |  | 500 | 125 | 125 | LIB | 2023
63735 | WECC | Silverstrand Grid Energy Storage System | 63424 | Silverstrand Grid, LLC | 34.2077 | -119.0798 | 375 Willis Avenue | Camarillo | CA | 93010 | Ventura | WECC | CISO | California Independent System Operator | Battery | Batteries | 1 | SLV01 | 11 | 11 | 11 | NR | IPP Non-CHP | 16 | Q | [7 empty] | 44 | 11 | 11 | LIB | 2021 | 2041
63741 | MISO | USS Bluff Country Solar CSG | 65173 | United States Solar Corporation | 44.1119 | -91.8436 | 20440 County Road 114 | Altura | MN | 55910 | Winona | MRO | MISO | Midcontinent Independent Transmission System Operator, Inc.. | Solar | Solar Photovoltaic | 1 | USBCS | 1 | 1 | 1 | NR | IPP Non-CHP | 34.5 | Q |  |  |  |  | 1.4 | Y | [5 empty] | 2020
63742 | MISO | USS Viceroy Solar LLC CSG | 65173 | United States Solar Corporation | 45.4978 | -95.1645 | 11645 County Road 8 | Brooten | MN | 56316 | Pope | MRO | MISO | Midcontinent Independent Transmission System Operator, Inc.. | Solar | Solar Photovoltaic | 1 | USVIC | 1 | 1 | 1 | NR | IPP Non-CHP | 34.5 | Q |  |  |  |  | 1.4 | Y | [5 empty] | 2021
63743 | MISO | USS Solar Way LLC CSG | 60531 | Standard Solar | 43.8256 | -93.4338 | 71509 325th Street | Hartland | MN | 56042 | Freeborn | MRO | MISO | Midcontinent Independent Transmission System Operator, Inc.. | Solar | Solar Photovoltaic | 1 | SOLWY | 1 | 1 | 1 | NR | IPP Non-CHP | 34.5 | Q |  |  |  |  | 1.4 | Y | [5 empty] | 2020
63744 | MISO | USS Hubers Solar LLC CSG | 65173 | United States Solar Corporation | 44.4569 | -93.1245 | 8967 90th Street E | Northfield | MN | 55057 | Rice | MRO | MISO | Midcontinent Independent Transmission System Operator, Inc.. | Solar | Solar Photovoltaic | 1 | HUBER | 1 | 1 | 1 | NR | IPP Non-CHP | 34.5 | Q |  |  |  |  | 1.4 | Y | [5 empty] | 2021
63745 | PJM | Greensville County Solar Project, LLC | 5248 | Dominion Energy Inc. | 36.64 | -77.57 | 1494 Rock Bridge Road | Skippers | VA | 23879 | Greensville | SERC | PJM | PJM Interconnection, LLC | Solar | Solar Photovoltaic | 1 | GVSO | 80 | 80 | 80 | NR | IPP Non-CHP | 115 | I |  |  |  |  | 104 | Y | [5 empty] | 2020
63746 | PJM | TWE Myrtle Solar Farm, LLC | 5248 | Dominion Energy Inc. | 36.79 | -76.67 | 5050 Pruden Blvd | Suffolk | VA | 23434 | Suffolk City | SERC | PJM | PJM Interconnection, LLC | Solar | Solar Photovoltaic | 1 | MYSO | 15 | 15 | 15 | NR | IPP Non-CHP | 34.5 | I |  |  |  |  | 20.8 | Y | [5 empty] | 2020
63753 | WECC | Platteville Solar CSG, LLC | 60025 | Greenbacker Renewable Energy Corporation | 40.2283 | -104.7747 | 15763 County Road 31 | Platteville | CO | 80651 | Weld | WECC | PSCO | Public Service Company of Colorado | Solar | Solar Photovoltaic | 1 | 218 | 1.3 | 1.3 | 1.3 | NR | IPP Non-CHP | 0.62 | Q |  |  |  |  | 1.6 | Y | [5 empty] | 2020
63755 | WECC | Milner Butte LFGE | 63439 | Southern Idaho Solid Waste | 42.4669 | -114.0046 | 1050 W 400 S | Burley | ID | 83318 | Cassia | WECC | IPCO | Idaho Power Company | Other | Landfill Gas | 3 | E1; E2; E3 | 3.9 | 3.9 | 3.9 | RE | Commercial Non-CHP | 35.5 | P | [11 empty] | 2018
63758 | WECC | Kroger La Habra | 63452 | Ralph's Grocery Company | 33.9221 | -117.9391 | 850 S Leslie St | La Habra | CA | 90631 | Orange | WECC | CISO | California Independent System Operator | Solar | Solar Photovoltaic | 1 | KROLH | 1.2 | 1.2 | 1.2 | NR | Industrial Non-CHP | 12.47 | COM |  |  |  |  | 1.8 | [6 empty] | 2020
63761 | WECC | Soscol Ferry Solar | 63675 | Soscol Ferry Solar | 38.2374 | -122.2752 | 1165 Soscol Ferry Road | Napa | CA | 94558 | Napa | WECC | CISO | California Independent System Operator | Solar | Solar Photovoltaic | 2 | SSCLC; SSCLD | 2 | 2 | 2 | NR | IPP Non-CHP | 12 | Q |  |  |  |  | 2.8 | Y | [5 empty] | 2020
63762 | WECC | Silveira Ranch Road Solar | 63676 | Silveira Ranch Road Solar | 38.1535 | -122.5657 | 8900 Silveira Ranch Road | Novato | CA | 94945 | Marin | WECC | CISO | California Independent System Operator | Solar | Solar Photovoltaic | 3 | SILVA; SILVB; SILVC | 3 | 3 | 3 | NR | IPP Non-CHP | 12 | Q |  |  |  |  | 3.6 | [6 empty] | 2021
63766 | MISO | Happy Solar 1 | 62842 | Lightsource Renewable Energy Asset Management, LLC | 35.1677 | -91.6603 | 441 Joe Pantel Road | Searcy | AR | 72143 | White | MRO | MISO | Midcontinent Independent Transmission System Operator, Inc.. | Solar | Solar Photovoltaic | 1 | ARHA1 | 95 | 95 | 95 | NR | IPP Non-CHP | 115 | Q |  |  |  |  | 130 | Y | [5 empty] | 2023
63768 | PJM | Elk Hill Solar 2 | 62842 | Lightsource Renewable Energy Asset Management, LLC | 39.7996 | -77.8116 | 4295 Letzburg Road | Peters Township | PA | 17225 | Franklin | RFC | PJM | PJM Interconnection, LLC | Solar | Solar Photovoltaic | 1 | PAEH2 | 15 | 15 | 15 | NR | IPP Non-CHP | 34.5 | Q | 2156110610 |  |  |  | 17.5 | Y | [5 empty] | 2020
63770 | WECC | Bighorn Solar 1 | 62842 | Lightsource Renewable Energy Asset Management, LLC | 38.2075 | -104.5967 | 1875 Lime Road | Pueblo | CO | 81006 | Pueblo | WECC | PSCO | Public Service Company of Colorado | Solar | Solar Photovoltaic | 1 | COBH1 | 240 | 240 | 240 | NR | IPP Non-CHP | 230 | Q |  |  |  |  | 300 | Y | [5 empty] | 2021
63773 | PJM | Elk Hill Solar 1 | 62842 | Lightsource Renewable Energy Asset Management, LLC | 39.8492 | -77.9291 | 12947 Buchanan Trail W | Mercersburg | PA | 17236 | Franklin | RFC | PJM | PJM Interconnection, LLC | Solar | Solar Photovoltaic | 1 | PAEH1 | 20 | 20 | 20 | NR | IPP Non-CHP | 34.5 | Q |  |  |  |  | 24.9 | [6 empty] | 2022
63776 | WECC | Thunder Wolf Energy Center Hybrid | 63454 | Thunder Wolf Energy Center, LLC | 38.1899 | -104.398 | TBD | Avondale | CO | 81022 | Pueblo | WECC | PSCO | Public Service Company of Colorado | Mixed | Batteries; Solar Photovoltaic | 2 | TW100; TW300 | 348 | 348 | 348 | NR | IPP Non-CHP | 23 | Q |  |  |  |  | 303.8 | Y |  | 400 | 100 | 100 | LIB | 2023
63778 | WECC | Suntex Solar, LLC | 66039 | SC Oregon 2 Lessor Parent, LLC | 43.5615 | -119.6862 | 52960 Best Ln. | Riley | OR | 97758 | Harney | WECC | BPAT | Bonneville Power Administration | Solar | Solar Photovoltaic | 1 | 3 | 10 | 10 | 10 | NR | IPP Non-CHP | 115 | Q |  |  |  |  | 15.3 | Y | [5 empty] | 2020
63779 | WECC | Rock Garden Solar, LLC | 66039 | SC Oregon 2 Lessor Parent, LLC | 43.3969 | -120.9304 | 62661 Webster Road | Fort Rock | OR | 97735 | Lake | WECC | BPAT | Bonneville Power Administration | Solar | Solar Photovoltaic | 1 | 4 | 10 | 10 | 10 | NR | IPP Non-CHP | 115 | Q |  |  |  |  | 15 | Y | [5 empty] | 2020
63786 | PJM | Ben Moreell Solar Farm | 61944 | MN8 Energy LLC | 40.28 | -74.1 | 199 Hamilton Road | Tinton Falls | NJ | 7701 | Monmouth | RFC | PJM | PJM Interconnection, LLC | Solar | Solar Photovoltaic | 1 | BMSF | 20 | 20 | 20 | NR | IPP Non-CHP | 34.5 | Q |  |  |  |  | 28 | [6 empty] | 2020
63787 | PJM | Pleasant Hill PV1 | 61298 | Pine Gate Renewables | 36.5311 | -77.5504 | HWY 48 and James Massey Rd | Pleasant Hill | NC | 27866 | Northampton | SERC | PJM | PJM Interconnection, LLC | Solar | Solar Photovoltaic | 1 | PHILL | 20 | 20 | 20 | NR | IPP Non-CHP | 34.5 | Q |  |  |  |  | 24.98 | Y | [5 empty] | 2024
63790 | MISO | Illinois PV Fulton 1 CSG | 63470 | Illinois PV Fulton 1, LLC | 40.6985 | -89.9679 | E IL-116 Fulton 1B | Farmington | IL | 61531 | Fulton | SERC | MISO | Midcontinent Independent Transmission System Operator, Inc.. | Solar | Solar Photovoltaic | 1 | FULT | 2 | 2 | 2 | NR | IPP Non-CHP | 69 | Q |  |  |  |  | 2.8 | Y | [5 empty] | 2020
63791 | MISO | Sobania Community Solar LLC | 62915 | Madison Energy Holdings LLC | 45.4236 | -94.0211 | 6820 River RD SE | Clear Lake | MN | 55319 | Sherburne | MRO | MISO | Midcontinent Independent Transmission System Operator, Inc.. | Solar | Solar Photovoltaic | 1 | SOB01 | 1 | 1 | 1 | NR | IPP Non-CHP | 13.8 | Q |  |  |  |  | 1.4 | [6 empty] | 2020
63792 | MISO | Svihel Community Solar LLC CSG | 64151 | Svihel Community Solar LLC | 45.678 | -93.919 | 11809 75th NE | Foley | MN | 56329 | Benton | MRO | MISO | Midcontinent Independent Transmission System Operator, Inc.. | Solar | Solar Photovoltaic | 1 | SVH01 | 1 | 1 | 1 | NR | IPP Non-CHP | 13.8 | Q |  |  |  |  | 1.5 | Y | [5 empty] | 2021
63793 | MISO | Studenski Community Solar LLC CSG | 64152 | Studenski Community Solar LLC | 45.63 | -94.05 | 5551 Golden Spike Rd NE | Sauk Rapids | MN | 56379 | Benton | MRO | MISO | Midcontinent Independent Transmission System Operator, Inc.. | Solar | Solar Photovoltaic | 1 | STU01 | 1 | 1 | 1 | NR | IPP Non-CHP | 13.8 | Q |  |  |  |  | 1.5 | Y | [5 empty] | 2021
63794 | MISO | Stevens Community Solar LLC | 62915 | Madison Energy Holdings LLC | 45.6613 | -93.9423 | 10800 65TH St. NE | Foley | MN | 56329 | Benton | MRO | MISO | Midcontinent Independent Transmission System Operator, Inc.. | Solar | Solar Photovoltaic | 1 | ST001 | 1 | 1 | 1 | NR | IPP Non-CHP | 13.8 | Q |  |  |  |  | 1.4 | [6 empty] | 2020
63795 | WECC | Alkali Solar, LLC | 66039 | SC Oregon 2 Lessor Parent, LLC | 43.3194 | -121.0035 | 78625 Connley Lane | Silver Lake | OR | 97638 | Lake | WECC | BPAT | Bonneville Power Administration | Solar | Solar Photovoltaic | 1 | 2 | 10 | 10 | 10 | NR | IPP Non-CHP | 115 | Q |  |  |  |  | 15.1 | Y | [5 empty] | 2020
63796 | WECC | West Hines Solar I, LLC | 66039 | SC Oregon 2 Lessor Parent, LLC | 43.5026 | -119.1471 | 67364 Reno Rd. | Hines | OR | 97738 | Harney | WECC | BPAT | Bonneville Power Administration | Solar | Solar Photovoltaic | 1 | 1 | 10 | 10 | 10 | NR | IPP Non-CHP | 115 | Q |  |  |  |  | 15.3 | Y | [5 empty] | 2020
63801 | PJM | St. Joseph Solar | 9324 | Indiana Michigan Power Co | 41.7311 | -86.1083 | 52500 Bittersweet Rd | Granger | IN | 46530 | St Joseph | RFC | PJM | PJM Interconnection, LLC | Solar | Solar Photovoltaic | 1 | 1 | 20 | 20 | 20 | RE | Electric Utility | 34.5 | I |  |  |  |  | 25.4 | Y | [5 empty] | 2021
63803 | WECC | Bronco Plains Wind, LLC | 63487 | Bronco Plains Wind, LLC | 39.0888 | -103.0251 | 4902 County Road 6 | Flagler | CO | 80815 | Kit Carson | WECC | PSCO | Public Service Company of Colorado | Wind | Onshore Wind Turbine | 1 | WBOPL | 300 | 299 | 299 | NR | IPP Non-CHP | 345 | Q |  | 108 | GE | 292 | [7 empty] | 2020
63816 | MISO | RJC CSG, LLC | 62915 | Madison Energy Holdings LLC | 44.125 | -93.277 | 3771 Runway Road | Owatonna, | MN | 55060 | Steele | MRO | MISO | Midcontinent Independent Transmission System Operator, Inc.. | Solar | Solar Photovoltaic | 1 | RJC01 | 1 | 1 | 1 | NR | IPP Non-CHP | 13.8 | Q |  |  |  |  | 1.5 | [6 empty] | 2021
63817 | MISO | Hinterland CSG, LLC | 62915 | Madison Energy Holdings LLC | 45.416 | -94.01 | 7292 River Road SE | Clearlake | MN | 55319 | Sherburne | MRO | MISO | Midcontinent Independent Transmission System Operator, Inc.. | Solar | Solar Photovoltaic | 1 | HIN01 | 1 | 1 | 1 | NR | IPP Non-CHP | 13.8 | Q |  |  |  |  | 1.4 | Y | [5 empty] | 2020
63819 | MISO | Betcher CSG 1, LLC | 62915 | Madison Energy Holdings LLC | 44.392 | -92.595 | 38369 215th Avenue | Goodhue | MN | 55027 | Goodhue | MRO | MISO | Midcontinent Independent Transmission System Operator, Inc.. | Solar | Solar Photovoltaic | 1 | BET01 | 1 | 1 | 1 | NR | IPP Non-CHP | 13.8 | Q |  |  |  |  | 1.4 | [6 empty] | 2020
63820 | MISO | Huneke CSG 1, LLC | 62915 | Madison Energy Holdings LLC | 44.297 | -92.736 | 14766 Highway 60 | Zumbrota | MN | 55992 | Goodhue | MRO | MISO | Midcontinent Independent Transmission System Operator, Inc.. | Solar | Solar Photovoltaic | 1 | HUN01 | 1 | 1 | 1 | NR | IPP Non-CHP | 13.8 | Q |  |  |  |  | 1.4 | Y | [5 empty] | 2020
63821 | MISO | Huneke CSG 2, LLC | 62915 | Madison Energy Holdings LLC | 44.263 | -92.669 | 47050 180th Avenue | Zumbrota | MN | 55992 | Goodhue | MRO | MISO | Midcontinent Independent Transmission System Operator, Inc.. | Solar | Solar Photovoltaic | 1 | HUN02 | 1 | 1 | 1 | NR | IPP Non-CHP | 13.8 | Q |  |  |  |  | 1.4 | Y | [5 empty] | 2020
63823 | PJM | CED Beecher Sun Solar | 64395 | Bay4 Energy Services, LLC | 41.3271 | -87.6105 | 130 W Corning Road | Beecher | IL | 60401 | Will | RFC | PJM | PJM Interconnection, LLC | Solar | Solar Photovoltaic | 1 | BS1 | 2 | 2 | 2 | NR | IPP Non-CHP | 34.5 | Q |  |  |  |  | 2.8 | Y | [5 empty] | 2021
63824 | PJM | CED Hilltop Solar | 64395 | Bay4 Energy Services, LLC | 42.3391 | -89.198 | 8236 Trask Bridge Road | Rockford | IL | 61101 | Winnebago | RFC | PJM | PJM Interconnection, LLC | Solar | Solar Photovoltaic | 1 | HS1 | 2 | 2 | 2 | NR | IPP Non-CHP | 12.5 | Q |  |  |  |  | 2.9 | Y | [5 empty] | 2021
63825 | PJM | Lineage Logistics Solar | 63505 | DG Illinois Solar, LLC | 41.455 | -87.752 | 450 Central Avenue | University Park | IL | 60466 | Will | RFC | PJM | PJM Interconnection, LLC | Solar | Solar Photovoltaic | 1 | LLCHI | 1.6 | 1.6 | 1.6 | NR | IPP Non-CHP | 0.48 | Q |  |  |  |  | 2.1 | [6 empty] | 2019
63826 | MISO | POET Biorefining - Jewell | 63506 | POET Biorefining - Jewell | 42.3284 | -93.6623 | 2601 320th Street | Jewell | IA | 50130 | Hamilton | MRO | MISO | Midcontinent Independent Transmission System Operator, Inc.. | Natural Gas | Natural Gas Steam Turbine | 1 | 1 | 5 | 0.9 | 0.9 | NR | Industrial CHP | 69 | IND | [11 empty] | 2019
63828 | PJM | Hardin Solar Energy II LLC | 49893 | Invenergy Services LLC | 40.6325 | -83.7924 | 13823-A Township Rd. No. 65 | Belle Center | OH | 43310 | Hardin | RFC | PJM | PJM Interconnection, LLC | Solar | Solar Photovoltaic | 1 | GEN1 | 150 | 150 | 150 | NR | IPP Non-CHP | 345 | Q |  |  |  |  | 200.69 | Y | [5 empty] | 2024
63829 | PJM | POET Biorefining - Marion, LLC | 63510 | POET Biorefining - Marion, LLC | 40.622 | -83.157 | 1660 Hillman-Ford Road | Marion | OH | 43302 | Marion | RFC | PJM | PJM Interconnection, LLC | Natural Gas | Natural Gas Steam Turbine | 2 | 1; 2 | 7.8 | 7.8 | 7.8 | NR | Industrial CHP | 13.8 | IND | [11 empty] | 2017
63830 | MISO | Conagra Foods at St. Elmo | 63511 | Luminace Solar Illinois 2, LLC | 39.0106 | -88.8443 | 1000 Brewbaker Drive | St. Elmo | IL | 62458 | Fayette | SERC | MISO | Midcontinent Independent Transmission System Operator, Inc.. | Solar | Solar Photovoltaic | 1 | CFS | 1.8 | 1.8 | 1.8 | NR | IPP Non-CHP | 12.47 | Q |  |  |  |  | 2.2 | Y | [5 empty] | 2021
63831 | MISO | POET Biorefining Caro, LLC | 63509 | POET Biorefining Caro, LLC | 43.4729 | -83.4118 | 1551 Empire Drive | Caro | MI | 48723 | Tuscola | RFC | MISO | Midcontinent Independent Transmission System Operator, Inc.. | Natural Gas | Natural Gas Steam Turbine | 1 | 1 | 3.8 | 3.8 | 3.8 | NR | Industrial CHP | 13.8 | IND | [11 empty] | 2018
63832 | MISO | POET Biorefining-Hanlontown, LLC | 63508 | POET Biorefining-Hanlontown, LLC | 43.2924 | -93.3928 | 3638 Fir Ave | Hanlontown | IA | 50444 | Worth | MRO | MISO | Midcontinent Independent Transmission System Operator, Inc.. | Natural Gas | Natural Gas Steam Turbine | 1 | 1 | 4 | 4 | 4 | NR | Industrial CHP | 12.47 | IND | [11 empty] | 2019
63834 | WECC | Gateway Energy Storage System | 63512 | Gateway Energy Storage, LLC | 32.5706 | -116.9106 | 641 Camino De La Fuente | San Diego | CA | 92154 | San Diego | WECC | CISO | California Independent System Operator | Battery | Batteries | 1 | GTWAY | 250 | 250 | 250 | NR | IPP Non-CHP | 230 | Q | [7 empty] | 700 | 250 | 250 | LIB | 2020
63838 | PJM | High Point Solar LLC | 57416 | Acciona Energy USA Global, LLC | 42.4329 | -89.9069 | 9370 N Baker Road | Lena | IL | 61048 | Stephenson | RFC | PJM | PJM Interconnection, LLC | Solar | Solar Photovoltaic | 1 | HPS | 100 | 100 | 100 | NR | IPP Non-CHP | 138 | Q |  |  |  |  | 125 | Y | Y |  |  |  |  | 2023
63843 | WECC | Johanna Energy Center, LLC | 63522 | Johanna Energy Center, LLC | 33.715 | -117.854 | 1312 E. Warner Ave | Santa Ana | CA | 92705 | Orange | WECC | CISO | California Independent System Operator | Battery | Batteries | 3 | SAP2; SASP1; SASP3 | 80 | 80 | 80 | NR | IPP Non-CHP | 69 | Q | [7 empty] | 140 | 80 | 80 | LIB | 2021
63844 | SPP | Fort Calhoun Community Solar | 63521 | DG Southwest Solar Portfolio 2019, LLC | 41.4566 | -96.0048 | 5393 CR 47 | Fort Calhoun | NE | 68023 | Washington | MRO | SWPP | Southwest Power Pool | Solar | Solar Photovoltaic | 1 | FTCAL | 5 | 5 | 5 | NR | IPP Non-CHP | 13.8 | Q |  |  |  |  | 7 | Y | [5 empty] | 2019
63845 | MISO | DePue Holdings, LLC | 63523 | DePue Holdings, LLC | 41.3382 | -89.3012 | 13144 County Rd 2850 E. | DePue | IL | 61322 | Bureau | MRO | MISO | Midcontinent Independent Transmission System Operator, Inc.. | Solar | Solar Photovoltaic | 1 | DEPUE | 20 | 20 | 20 | NR | IPP Non-CHP | 12.47 | Q |  |  |  |  | 26.3 | [6 empty] | 2023
63848 | WECC | Solar Blue | 63525 | Westlands Solar Blue (OZ) Owner, LLC | 36.174 | -119.9043 | TBD | Lemoore | CA | 93266 | Kings | WECC | CISO | California Independent System Operator | Mixed | Batteries; Solar Photovoltaic | 2 | BESS1; SBLUE | 475 | 475 | 475 | NR | IPP Non-CHP | 230 | Q |  |  |  |  | 350 | Y |  | 900 | 225 | 225 | LIB | 2023
63849 | WECC | Chestnut | 63526 | Castanea Project LLC | 36.1602 | -119.9049 | TBD | Lemoore | CA | 93266 | Kings | WECC | CISO | California Independent System Operator | Mixed | Batteries; Solar Photovoltaic | 2 | BESS1; CHNUT | 285.6 | 285.6 | 285.6 | NR | IPP Non-CHP | 230 | Q |  |  |  |  | 210 | Y |  | 540 | 135 | 135 | LIB | 2023
63852 | MISO | POET Biorefining - North Manchester, LLC | 63530 | POET Biorefining - North Manchester, LLC | 40.942 | -85.8036 | 868 E 800 N | North Manchester | IN | 46962 | Wabash | RFC | MISO | Midcontinent Independent Transmission System Operator, Inc.. | Natural Gas | Natural Gas Steam Turbine | 1 | K745 | 3.9 | 3.9 | 3.9 | NR | Industrial CHP | 12.5 | IND | [11 empty] | 2017
63853 | MISO | POET Biorefining - Chancellor | 63531 | POET Biorefining- Chancellor | 43.3705 | -96.9598 | 27716 462nd Ave | Chancellor | SD | 57015 | Turner | MRO | MISO | Midcontinent Independent Transmission System Operator, Inc.. | Other | Wood/Wood Waste Biomass | 1 | 1 | 5.4 | 5.4 | 5.4 | NR | Industrial CHP | 115 | IND | [11 empty] | 2018
63859 | WECC | Golden Field Solar III, LLC | 63545 | Golden Fields Solar III, LLC | 34.847 | -118.395 | 14874 Holiday Ave | Rosamond | CA | 93560 | Kern | WECC | CISO | California Independent System Operator | Mixed | Batteries; Solar Photovoltaic | 2 | RCBA; RCTR | 339 | 339 | 339 | NR | IPP Non-CHP | 230 | Q |  |  |  |  | 240 | Y |  | 147 | 147 | 147 | LIB | 2020
63860 | WECC | Encino Solar Energy Center | 66337 | Exus New Mexico | 35.354 | -106.858 | 5401 Encino Road NW | Rio Rancho Estates | NM | 87144 | Sandoval | WECC | PNM | Public Service Company of New Mexico | Solar | Solar Photovoltaic | 1 | ESEC | 55 | 55 | 55 | NR | IPP Non-CHP | 115 | Q |  |  |  |  | 66.7 | Y | [5 empty] | 2020
63861 | MISO | Logansport Solar | 62627 | Cardinal Renewables | 40.7601 | -86.3883 | 1001 Holland Street | Logansport | IN | 46947 | Cass | RFC | MISO | Midcontinent Independent Transmission System Operator, Inc.. | Solar | Solar Photovoltaic | 1 | INLP | 16 | 16 | 16 | NR | IPP Non-CHP | 13.8 | Q |  |  |  |  | 19.3 | [6 empty] | 2021
63869 | WECC | IBM Solar | 60293 | DG Colorado Solar, LLC | 40.0383 | -105.2449 | 6300 Diagonal Hwy | Boulder | CO | 80301 | Boulder | WECC | PSCO | Public Service Company of Colorado | Solar | Solar Photovoltaic | 1 | DGIBM | 8.1 | 8.1 | 8.1 | NR | IPP Non-CHP | 13 | Q |  |  |  |  | 9.7 | Y | [5 empty] | 2019
63870 | WECC | Camp San Luis Obispo | 58970 | Ecoplexus, Inc | 35.322 | -120.7323 | 10 Sonoma Ave. | San Luis Obispo | CA | 93405 | San Luis Obispo | WECC | CISO | California Independent System Operator | Solar | Solar Photovoltaic | 1 | CPSLO | 1.2 | 1.2 | 1.2 | NR | IPP Non-CHP | 12 | Q |  |  |  |  | 1.63 |  | Y |  |  |  |  | 2024
63875 | WECC | Kern Valley SP | 58970 | Ecoplexus, Inc | 35.764 | -119.3138 | 3000 W Cecil Ave | Delano | CA | 93215 | Kern | WECC | CISO | California Independent System Operator | Solar | Solar Photovoltaic | 1 | KRNVL | 3 | 3 | 3 | NR | IPP Non-CHP | 12.47 | Q |  |  |  |  | 3.6 | [6 empty] | 2023
63877 | PJM | Willowbrook Solar I, LLC | 56215 | Big Sky Wind, LLC | 39.0218 | -83.705 | TBD | Morystown | OH | 45155 | Highland | RFC | PJM | PJM Interconnection, LLC | Solar | Solar Photovoltaic | 1 | WBS | 150 | 150 | 150 | NR | IPP Non-CHP | 138 | Q |  |  |  |  | 196 | Y | [5 empty] | 2024
63888 | MISO | ESIL-PFCHICAGO 3, LLC | 62915 | Madison Energy Holdings LLC | 41.849 | -87.669 | 2357 S Wood St | Chicago | IL | 60608 | Cook | RFC | MISO | Midcontinent Independent Transmission System Operator, Inc.. | Solar | Solar Photovoltaic | 1 | PF3CH | 1.4 | 1.4 | 1.4 | NR | IPP Non-CHP | 13.8 | Q |  |  |  |  | 2.1 | [6 empty] | 2020
63889 | MISO | ESIL-PFCHICAGO 2, LLC | 62915 | Madison Energy Holdings LLC | 41.817 | -87.735 | 4500 W Ann Lurie Pl | Chicago | IL | 60632 | Cook | RFC | MISO | Midcontinent Independent Transmission System Operator, Inc.. | Solar | Solar Photovoltaic | 1 | PF2CH | 1 | 1 | 1 | NR | IPP Non-CHP | 13.8 | Q |  |  |  |  | 1.4 | [6 empty] | 2020
63891 | WECC | Saticoy | 63550 | Ventura Energy Storage, LLC | 34.2567 | -119.1573 | 294 Beedy St. | Oxnard | CA | 93036 | Ventura | WECC | CISO | California Independent System Operator | Battery | Batteries | 1 | SATCY | 100 | 100 | 100 | NR | IPP Non-CHP | 66 | Q | [7 empty] | 400 | 100 | 100 | LIB | 2021
63899 | MISO | Cornillie 2 Community (CSG) | 63569 | Cornillie 2 Community Solar LLC | 45.4594 | -92.8948 | 35254 Kost Trail | North Branch | MN | 55056 | Chisago | MRO | MISO | Midcontinent Independent Transmission System Operator, Inc.. | Solar | Solar Photovoltaic | 1 | CORN | 1.4 | 1.4 | 1.4 | NR | IPP Non-CHP | 15 | Q |  |  |  |  | 1.5 | [6 empty] | 2021
63903 | PJM | Pinesburg Solar LLC | 62915 | Madison Energy Holdings LLC | 39.6252 | -77.8609 | 14868 Schetrompf Lane | Williamsport | MD | 21795 | Washington | RFC | PJM | PJM Interconnection, LLC | Solar | Solar Photovoltaic | 1 | PINE1 | 4.3 | 4.3 | 4.3 | NR | IPP Non-CHP | 34.5 | Q |  |  |  |  | 5.8 | Y | [5 empty] | 2020
63904 | PJM | Timonium Fairgrounds | 62915 | Madison Energy Holdings LLC | 39.447 | -76.63 | 2200 York Road | Timonium | MD | 21093 | Baltimore | RFC | PJM | PJM Interconnection, LLC | Solar | Solar Photovoltaic | 1 | FAIR1 | 1.9 | 1.9 | 1.9 | NR | IPP Non-CHP | 14.4 | Q |  |  |  |  | 2.6 | [6 empty] | 2020
63906 | WECC | Turquoise Nevada, LLC | 60025 | Greenbacker Renewable Energy Corporation | 39.574 | -119.5242 | 21905 Reno Technology Parkway | Sparks | NV | 89510 | Washoe | WECC | NEVP | Nevada Power Company | Solar | Solar Photovoltaic | 1 | 142 | 60 | 60 | 60 | NR | IPP Non-CHP | 120 | Q |  |  |  |  | 61.2 | [6 empty] | 2020
63908 | WECC | SulusSolar17 | 60496 | Adapture Renewables, Inc. | 45.3489 | -122.4335 | 17701-17999 S Springwater Rd. | Oregon City | OR | 97045 | Clackamas | WECC | PGE | Portland General Electric Company | Solar | Solar Photovoltaic | 1 | SS17 | 3.1 | 3.1 | 3.1 | NR | IPP Non-CHP | 13 | Q |  |  |  |  | 3.8 | [6 empty] | 2020
63909 | PJM | Otter Creek Solar | 5248 | Dominion Energy Inc. | 36.8071 | -78.5098 | TBD | Chase City | VA | 23924 | Mecklenburg | SERC | PJM | PJM Interconnection, LLC | Solar | Solar Photovoltaic | 1 | OTTER | 60 | 60 | 60 | RE | Electric Utility | 115 | I |  |  |  |  | 84 | Y | [5 empty] | 2023
63910 | PJM | Bluegrass Solar | 61944 | MN8 Energy LLC | 39.1788 | -75.9609 | TBD | Church Hill | MD | 21620 | Queen Annes | RFC | PJM | PJM Interconnection, LLC | Solar | Solar Photovoltaic | 1 | BGS | 79.6 | 79.6 | 79.6 | NR | IPP Non-CHP | 138 | Q |  |  |  |  | 101 | Y | [5 empty] | 2022
63913 | WECC | Dodge Flat | 63578 | Dodge Flat Solar, LLC | 40.713 | -119.4672 | 2505 State Route 447 | Reno | NV | 89510 | Washoe | WECC | NEVP | Nevada Power Company | Mixed | Batteries; Solar Photovoltaic | 2 | DODGB; DODGE | 250 | 250 | 250 | NR | IPP Non-CHP | 345 | Q |  |  |  |  | 260 | Y |  | 200 | 50 | 50 | LIB | 2022
63914 | WECC | Cedar Springs I | 63580 | Cedar Springs Wind, LLC | 43.0197 | -105.4721 | TBD | Douglas | WY | 82633 | Converse | WECC | PACE | PacifiCorp - East | Wind | Onshore Wind Turbine | 1 | 82633 | 200 | 200 | 200 | NR | IPP Non-CHP | 230 | Q |  | 72 | GE | 291 | [7 empty] | 2020
63915 | WECC | Cedar Springs II | 14354 | PacifiCorp | 42.969 | -105.3656 | TBD | Douglas | WY | 82633 | Converse | WECC | PACE | PacifiCorp - East | Wind | Onshore Wind Turbine | 1 | 82634 | 200 | 198.8 | 198.8 | RE | Electric Utility | 230 | I |  | 72 | GE | 292 | [7 empty] | 2020
63916 | WECC | Cedar Springs III | 63582 | Cedar Springs Wind III, LLC | 43.0767 | -105.5844 | TBD | Douglas | WY | 82633 | Converse | WECC | PACE | PacifiCorp - East | Wind | Onshore Wind Turbine | 1 | 82635 | 133 | 133 | 133 | NR | IPP Non-CHP | 230 | Q |  | 48 | GE | 291 | [7 empty] | 2020
63917 | PJM | DC Water Solar | 63572 | Marbury Point Solar LLC | 38.8192 | -77.0189 | 5000 Overlook Ave. SW | Washington | DC | 20032 | District of Columbia | RFC | PJM | PJM Interconnection, LLC | Solar | Solar Photovoltaic | 1 | 8030A | 3.5 | 3.5 | 3.5 | NR | IPP Non-CHP | 69 | Q |  |  |  |  | 4.5 | [6 empty] | 2021
63918 | MISO | POET Biorefining - Hudson | 63584 | POET Biorefining - Hudson | 43.0969 | -96.477 | 29619 Spur Ave, PO Box 439 | Hudson | SD | 57034 | Lincoln | MRO | MISO | Midcontinent Independent Transmission System Operator, Inc.. | Natural Gas | Natural Gas Steam Turbine | 1 | 1 | 3.6 | 3.6 | 3.6 | NR | Industrial CHP | 12.47 | IND | [11 empty] | 2019
63919 | MISO | POET Biorefining LLC - Corning | 63586 | POET Biorefining LLC - Corning | 40.9662 | -94.7958 | 1680 Brooks Rd | Corning | IA | 50841 | Adams | MRO | MISO | Midcontinent Independent Transmission System Operator, Inc.. | Natural Gas | Natural Gas Steam Turbine | 1 | 1 | 5 | 5 | 5 | NR | Industrial CHP | 13.8 | IND | [11 empty] | 2018
63920 | PJM | POET Biorefining - Fostoria | 63588 | Fostoria Ethanol | 41.1718 | -83.3777 | 2111 Sandusky St. | Fostoria | OH | 44830 | Seneca | RFC | PJM | PJM Interconnection, LLC | Natural Gas | Natural Gas Steam Turbine | 1 | 1 | 3.5 | 3.5 | 3.5 | NR | Industrial CHP | 12.47 | IND | [11 empty] | 2017
63921 | MISO | POET Biorefining - Shelbyville | 63589 | POET Biorefing- Shelbyville | 39.56 | -85.822 | 2373 West 300 North | Shelbyville | IN | 46176 | Shelby | RFC | MISO | Midcontinent Independent Transmission System Operator, Inc.. | Natural Gas | Natural Gas Steam Turbine | 1 | 1 | 6.1 | 5.5 | 6.1 | NR | Industrial CHP | 12.4 | IND | [11 empty] | 2020
63922 | PJM | POET Biorefining - Portland | 63585 | POET Biorefining - Portland | 40.4145 | -85.0255 | 1542 S 200 West | Portland | IN | 47371 | Jay | RFC | PJM | PJM Interconnection, LLC | Natural Gas | Natural Gas Steam Turbine | 1 | G-745 | 3.5 | 3.5 | 3.5 | NR | Industrial CHP | 15 | IND | [11 empty] | 2017
63923 | MISO | POET Biorefining - Gowrie | 63591 | POET Biorefining - Gowrie | 42.3198 | -94.2874 | 1562 320TH ST. | Gowrie | IA | 50543 | Webster | MRO | MISO | Midcontinent Independent Transmission System Operator, Inc.. | Natural Gas | Natural Gas Steam Turbine | 1 | 1 | 5 | 5 | 5 | NR | Industrial CHP | 69 | IND | [11 empty] | 2018
63924 | PJM | POET Biorefining- Alexandria, LLC | 63587 | POET Biorefining - Alexandria, LLC. | 40.2943 | -85.6544 | 13179 N. 100 East | Alexandria | IN | 46001 | Madison | RFC | PJM | PJM Interconnection, LLC | Natural Gas | Natural Gas Steam Turbine | 1 | 1 | 3.6 | 3.6 | 3.6 | NR | Industrial CHP | 12.5 | IND | [11 empty] | 2008
63925 | WECC | Riley | 63592 | Riley Solar I LLC | 43.5559 | -119.6852 | 52960 Best Lane County Road 14 | Riley | OR | 97758 | Harney | WECC | BPAT | Bonneville Power Administration | Solar | Solar Photovoltaic | 1 | RILEY | 10 | 10 | 10 | NR | IPP Non-CHP | 34.5 | Q |  |  |  |  | 15.3 | Y | [5 empty] | 2020
63926 | WECC | Fort Rock IV | 63593 | Fort Rock Solar IV LLC | 43.3899 | -120.9561 | 62661 Webster Rd | Fort Rock | OR | 97735 | Lake | WECC | BPAT | Bonneville Power Administration | Solar | Solar Photovoltaic | 1 | FRIV | 10 | 10 | 10 | NR | IPP Non-CHP | 34.5 | Q |  |  |  |  | 15.1 | Y | [5 empty] | 2020
63927 | PJM | POET Biorefining - Leipsic, LLC | 63594 | POET Biorefining - Leipsic, LLC | 41.1206 | -83.9706 | 3875 Russell Avenue | Leipsic | OH | 45856 | Putnam | RFC | PJM | PJM Interconnection, LLC | Natural Gas | Natural Gas Steam Turbine | 1 | 1 | 3.5 | 3.5 | 3.5 | NR | Industrial CHP | 12.47 | IND | [11 empty] | 2017
63928 | WECC | Vacaville Hospital | 64745 | KP Vacaville Solar, LLC | 38.3887 | -121.9386 | 1 Quality Drive | Vacaville | CA | 95688 | Solano | WECC | CISO | California Independent System Operator | Solar | Solar Photovoltaic | 1 | 6701 | 1.5 | 1.4 | 0.7 | NR | Commercial Non-CHP | 0.48 | COM |  |  |  |  | 2.1 | [6 empty] | 2019
63929 | MISO | Troy Solar | 17633 | Southern Indiana Gas & Elec Co | 38.0154 | -86.7916 | 14118 E. Co Rd 900 N | Troy | IN | 47588 | Spencer | RFC | MISO | Midcontinent Independent Transmission System Operator, Inc.. | Solar | Solar Photovoltaic | 1 | TROY1 | 50.4 | 50.4 | 50.4 | RE | Electric Utility | 161 | I | SIGE.TROY_SOL |  |  |  | 65 | Y | [5 empty] | 2021
63930 | WECC | Cal Flats BESS | 61230 | Arevon Energy, Inc. | 35.8667 | -120.3294 | 92100 Turkey Flat Roa | San Miguel | CA | 93451 | Monterey | WECC | CISO | California Independent System Operator | Battery | Batteries | 1 | CF60 | 60 | 60 | 60 | NR | IPP Non-CHP | 230 | Q | [7 empty] | 242 | 60 | 60 | LIB | 2021
63931 | PJM | CPV Three Rivers Energy Center | 63601 | CPV Three Rivers, LLC | 41.3722 | -88.2844 | 7809 East Collins Road | Morris | IL | 60450 | Grundy | RFC | PJM | PJM Interconnection, LLC | Natural Gas | Natural Gas Fired Combined Cycle | 2 | GEN1; GEN2 | 1300 | 1220.3 | 1234.3 | NR | IPP Non-CHP | 345 | Q | 2156112521; 2156112487 | [10 empty] | 2023
63932 | WECC | Titan Solar 1 (CA) | 63602 | Titan Solar 1, LLC | 33.1258 | -115.9111 | 1791 W HWY 78 | Borrego Springs | CA | 92004 | Imperial | WECC | CISO | California Independent System Operator | Solar | Solar Photovoltaic | 1 | TITN1 | 70 | 70 | 70 | NR | IPP Non-CHP | 92 | Q |  |  |  |  | 98 | Y | [5 empty] | 2020
63933 | WECC | Dry Lake Solar Energy Center | 13407 | Nevada Power Co | 36.4273 | -114.8907 | TBD | Moapa | NV | 89025 | Clark | WECC | NEVP | Nevada Power Company | Mixed | Batteries; Solar Photovoltaic | 2 | DLES1; DLPV1 | 250 | 250 | 230 | RE | Electric Utility | 230 | I |  |  |  |  | 180 | Y | Y | 150 | 100 | 100 | LIB | 2024
63934 | MISO | Severson Garden | 63610 | Severson HoldCo LLC | 44.0006 | -93.4959 | 30491 State Hwy 13 | Waseca | MN | 56093 | Waseca | MRO | MISO | Midcontinent Independent Transmission System Operator, Inc.. | Solar | Solar Photovoltaic | 1 | CGS | 1 | 1 | 1 | NR | IPP Non-CHP | 0.48 | Q |  |  |  |  | 1.3 |  | N |  |  |  |  | 2020
63935 | MISO | Marion Garden | 64423 | Excelsior Energy Capital | 44.2501 | -93.274 | 23315 Albers Avenue | Faribault | MN | 55021 | Rice | MRO | MISO | Midcontinent Independent Transmission System Operator, Inc.. | Solar | Solar Photovoltaic | 1 | CGS | 1 | 1 | 1 | NR | IPP Non-CHP | 0.48 | Q |  |  |  |  | 1.3 | Y | [5 empty] | 2020
63936 | MISO | Silver Lake Garden | 64423 | Excelsior Energy Capital | 44.0079 | -93.4954 | 31148 State HWY 13 | Waseca | MN | 56093 | Waseca | MRO | MISO | Midcontinent Independent Transmission System Operator, Inc.. | Solar | Solar Photovoltaic | 1 | CGS | 1 | 1 | 1 | NR | IPP Non-CHP | 0.48 | Q |  |  |  |  | 1.2 | [6 empty] | 2021
63937 | MISO | Lyman Garden | 64423 | Excelsior Energy Capital | 44.4764 | -93.1531 | 32625 Northfield Boulevard | Northfield | MN | 55057 | Dakota | MRO | MISO | Midcontinent Independent Transmission System Operator, Inc.. | Solar | Solar Photovoltaic | 1 | CGS | 1 | 1 | 1 | NR | IPP Non-CHP | 0.48 | Q |  |  |  |  | 1.3 | [6 empty] | 2020
63938 | MISO | Nicollet Garden | 64423 | Excelsior Energy Capital | 44.2536 | -94.2707 | 47805 - 501st Lane | Courtland | MN | 56021 | Nicollet | MRO | MISO | Midcontinent Independent Transmission System Operator, Inc.. | Solar | Solar Photovoltaic | 1 | CGS | 1 | 1 | 1 | NR | IPP Non-CHP | 0.48 | Q |  |  |  |  | 1.3 | [6 empty] | 2020
63939 | MISO | Union Garden | 64423 | Excelsior Energy Capital | 44.4694 | -93.1356 | 8473 Stanton Blvd | Northfield | MN | 55057 | Rice | MRO | MISO | Midcontinent Independent Transmission System Operator, Inc.. | Solar | Solar Photovoltaic | 1 | CGS | 1 | 1 | 1 | NR | IPP Non-CHP | 0.48 | Q |  |  |  |  | 1.2 | [6 empty] | 2021
63940 | WECC | Central 40 | 63606 | Central 40, LLC | 37.246 | -121.104 | 4951 Sullivan Road | Newman | CA | 95360 | Stanislaus | WECC | CISO | California Independent System Operator | Solar | Solar Photovoltaic | 1 | CEN40 | 40 | 40 | 40 | NR | IPP Non-CHP | 115 | Q |  |  |  |  | 50.3 | Y | [5 empty] | 2021
63941 | WECC | Oasis Alta | 2770 | Terra-Gen Operating Co-Wind | 35.0592 | -118.2919 | TBD | Mojave | CA | 93501 | Kern | WECC | CISO | California Independent System Operator | Wind | Onshore Wind Turbine | 1 | OA1 | 14.4 | 14.4 | 14.4 | NR | IPP Non-CHP | 230 | Q |  | 4 | Vestas | 269 | [7 empty] | 2021
63943 | WECC | Coso Battery Storage | 64172 | Arevon Asset Management | 36.0069 | -117.8106 | 3 Gill Station Coso Road | Little Lake | CA | 93542 | Inyo | WECC | CISO | California Independent System Operator | Battery | Batteries | 1 | 61730 | 60 | 60 | 60 | NR | IPP Non-CHP | 230 | Q | [7 empty] | 240 | 60 | 60 | LIB | 2022
63945 | MISO | Clinton Solar 4 LLC CSG | 63596 | Clinton Solar 4 LLC | 38.5959 | -89.2751 | 22850 Sand Ridge Rd | Carlyle | IL | 62231 | Clinton | SERC | MISO | Midcontinent Independent Transmission System Operator, Inc.. | Solar | Solar Photovoltaic | 1 | CLIN | 2 | 2 | 2 | NR | IPP Non-CHP | 12.47 | Q |  |  |  |  | 2.9 | Y | [5 empty] | 2020
63946 | MISO | Vermilion Solar 1, LLC CSG | 63597 | Vermilion Solar 1, LLC | 40.1244 | -87.6292 | 3811 E Main Street | Danville | IL | 61834 | Vermilion | SERC | MISO | Midcontinent Independent Transmission System Operator, Inc.. | Solar | Solar Photovoltaic | 1 | VERM | 2 | 2 | 2 | NR | IPP Non-CHP | 12.47 | Q |  |  |  |  | 2.7 | Y | [5 empty] | 2020
63947 | WECC | DGS Valley State Prison | 62856 | Forefront Power, LLC | 37.1012 | -120.1531 | 21633 Avenue 24 | Chowchilla | CA | 93610 | Madera | WECC | CISO | California Independent System Operator | Solar | Solar Photovoltaic | 1 | 579 | 2.3 | 2.3 | 2.3 | NR | IPP Non-CHP | 21 | Q |  |  |  |  | 2.6 | Y | [5 empty] | 2021
63948 | PJM | CED Spring Creek Solar | 64395 | Bay4 Energy Services, LLC | 41.1082 | -87.7261 | 930 Illinois 1 | St Anne | IL | 60964 | Kankakee | SERC | PJM | PJM Interconnection, LLC | Solar | Solar Photovoltaic | 1 | CS1 | 2 | 2 | 2 | NR | IPP Non-CHP | 34.5 | Q |  |  |  |  | 2.9 | Y | [5 empty] | 2021
63949 | PJM | Cortland | 63613 | Cortland Solar 2 LLC | 41.9222 | -88.6888 | 517 E North Avenue | Cortland | IL | 60112 | Dekalb | MRO | PJM | PJM Interconnection, LLC | Solar | Solar Photovoltaic | 1 | CORT2 | 2 | 2 | 2 | NR | IPP Non-CHP | 13.2 | Q |  |  |  |  | 2.8 | Y | [5 empty] | 2021
63951 | PJM | Lena | 63616 | Lena Solar 1 LLC | 42.3568 | -89.884 | 14375 US-20 | Lena | IL | 61048 | Stephenson | MRO | PJM | PJM Interconnection, LLC | Solar | Solar Photovoltaic | 1 | LENA | 2 | 2 | 2 | NR | IPP Non-CHP | 34.5 | Q |  |  |  |  | 2.9 | Y | [5 empty] | 2021
63952 | MISO | Ridge Farm | 63618 | Ridge Farm Solar 1 LLC | 39.8882 | -87.6859 | 150 North Road | Ridge Farm | IL | 61924 | Vermilion | MRO | MISO | Midcontinent Independent Transmission System Operator, Inc.. | Solar | Solar Photovoltaic | 1 | RIDGE | 2 | 2 | 2 | NR | IPP Non-CHP | 12.47 | Q |  |  |  |  | 2.9 | [6 empty] | 2020
63954 | PJM | Mendota | 63617 | Mendota US Solar 1 LLC | 41.5486 | -89.1599 | 582 East US Highway 34 | Mendota | IL | 61342 | LaSalle | MRO | PJM | PJM Interconnection, LLC | Solar | Solar Photovoltaic | 1 | MENDS | 2 | 2 | 2 | NR | IPP Non-CHP | 12.47 | Q |  |  |  |  | 2.5 | [6 empty] | 2020
63956 | WECC | Palmer Creek Solar, LLC | 60025 | Greenbacker Renewable Energy Corporation | 45.1848 | -123.1017 | SE Lafayette Highway and SE Pa | Dayton | OR | 97114 | Yamhill | WECC | PGE | Portland General Electric Company | Solar | Solar Photovoltaic | 1 | 223 | 2.3 | 2.3 | 2.3 | NR | IPP Non-CHP | 13 | Q |  |  |  |  | 3.3 | [6 empty] | 2020
63957 | WECC | Day Hill Solar, LLC | 60025 | Greenbacker Renewable Energy Corporation | 45.2687 | -122.3294 | 23250 South Day Hill Road | Estacada | OR | 97023 | Clackamas | WECC | PGE | Portland General Electric Company | Solar | Solar Photovoltaic | 1 | 221 | 2.3 | 2.3 | 2.3 | NR | IPP Non-CHP | 13 | Q |  |  |  |  | 3.1 | [6 empty] | 2020
63958 | WECC | SSD Marion 3, LLC | 63623 | Thor Solar 1 CEI, LLC | 44.985 | -122.938 | 5993 Silverton RD NE | Salem | OR | 97305 | Marion | WECC | PGE | Portland General Electric Company | Solar | Solar Photovoltaic | 1 | 1 | 2 | 2 | 2 | NR | IPP Non-CHP | 12.47 | Q |  |  |  |  | 3.2 | Y | [5 empty] | 2020
63959 | WECC | SSD Marion 5, LLC | 63623 | Thor Solar 1 CEI, LLC | 45.116 | -122.7938 | 13581 Wilco Highway NE | Woodburn | OR | 97071 | Marion | WECC | PGE | Portland General Electric Company | Solar | Solar Photovoltaic | 1 | 1 | 2 | 2 | 2 | NR | IPP Non-CHP | 12.47 | Q |  |  |  |  | 3.2 | Y | [5 empty] | 2020
63960 | WECC | SSD Marion 6, LLC | 63623 | Thor Solar 1 CEI, LLC | 45.254 | -122.806 | 23006 Bents Rd. NE | Aurora | OR | 97002 | Marion | WECC | PGE | Portland General Electric Company | Solar | Solar Photovoltaic | 1 | 1 | 2 | 2 | 2 | NR | IPP Non-CHP | 12.47 | Q |  |  |  |  | 3.2 | Y | [5 empty] | 2020
63961 | WECC | SSD Clackamas 1, LLC | 63623 | Thor Solar 1 CEI, LLC | 45.42 | -122.333 | 14000 SE 322nd Ave. | Boring | OR | 97009 | Clackamas | WECC | PGE | Portland General Electric Company | Solar | Solar Photovoltaic | 1 | 1 | 4 | 4 | 4 | NR | IPP Non-CHP | 12.47 | Q |  |  |  |  | 5.9 | Y | [5 empty] | 2020
63962 | WECC | SSD Clackamas 4, LLC | 63623 | Thor Solar 1 CEI, LLC | 45.102 | -122.662 | 10299 S. Monte Cristo | Molalla | OR | 97038 | Clackamas | WECC | PGE | Portland General Electric Company | Solar | Solar Photovoltaic | 1 | 1 | 2 | 2 | 2 | NR | IPP Non-CHP | 12.47 | Q |  |  |  |  | 3.2 | Y | [5 empty] | 2020
63963 | WECC | SSD Clackamas 7, LLC | 63623 | Thor Solar 1 CEI, LLC | 45.182 | -122.591 | 29233 OR-213 | Molalla | OR | 97068 | Clackamas | WECC | PGE | Portland General Electric Company | Solar | Solar Photovoltaic | 1 | 1 | 2 | 2 | 2 | NR | IPP Non-CHP | 12.47 | Q |  |  |  |  | 2.9 | Y | [5 empty] | 2020
63964 | WECC | SSD Marion 1, LLC | 63623 | Thor Solar 1 CEI, LLC | 45.1395 | -122.9045 | 15005 Butteville RD NE | Grevais | OR | 97026 | Marion | WECC | PGE | Portland General Electric Company | Solar | Solar Photovoltaic | 1 | 1 | 2 | 2 | 2 | NR | IPP Non-CHP | 12.47 | Q |  |  |  |  | 2.7 | Y | [5 empty] | 2020
63965 | PJM | Danville Farm, LLC | 63623 | Thor Solar 1 CEI, LLC | 36.591 | -79.302 | 1493 Ringgold RD | Ringgold | VA | 24586 | Pittsylvania | SERC | PJM | PJM Interconnection, LLC | Solar | Solar Photovoltaic | 1 | 1 | 12 | 12 | 12 | NR | IPP Non-CHP | 12.47 | Q |  |  |  |  | 15.9 | Y | [5 empty] | 2020
63966 | MISO | FastSun12 CSG | 60281 | Altus Power America Management, LLC | 44.2201 | -93.457 | 9713 255th Street West | Morristown | MN | 55052 | Rice | MRO | MISO | Midcontinent Independent Transmission System Operator, Inc.. | Solar | Solar Photovoltaic | 1 | FS12 | 1 | 1 | 1 | NR | IPP Non-CHP | 12.5 | Q |  |  |  |  | 1.4 | Y | [5 empty] | 2021
63967 | PJM | Charter Durabar at Woodstock | 63511 | Luminace Solar Illinois 2, LLC | 42.2899 | -88.4071 | 2100 W Lake Shore Dr | Woodstock | IL | 62510 | McHenry | RFC | PJM | PJM Interconnection, LLC | Solar | Solar Photovoltaic | 2 | CDB1; CDB2 | 2 | 2 | 2 | NR | IPP Non-CHP | 13.2 | Q |  |  |  |  | 2.9 | Y | [5 empty] | 2021
63968 | MISO | The GSI Group LLC at Assumption | 63511 | Luminace Solar Illinois 2, LLC | 39.513 | -89.0373 | 1004 E Illinois St | Assumption | IL | 62510 | Christian | SERC | MISO | Midcontinent Independent Transmission System Operator, Inc.. | Solar | Solar Photovoltaic | 1 | GSI | 1.5 | 1.5 | 1.5 | NR | IPP Non-CHP | 12.47 | Q |  |  |  |  | 2 | Y | [5 empty] | 2021
63969 | WECC | SulusSolar35 | 60496 | Adapture Renewables, Inc. | 45.1406 | -122.6497 | 32344-31972 S. Dryland Rd | Molalla | OR | 97038 | Clackamas | WECC | PGE | Portland General Electric Company | Solar | Solar Photovoltaic | 1 | SS35 | 3 | 3 | 3 | NR | IPP Non-CHP | 12.47 | Q |  |  |  |  | 3.5 | [6 empty] | 2020
63970 | PJM | 7185 13th Pl. NW | 63630 | New Columbia Solar | 38.9772 | -77.0314 | 7185 13th Pl. NW | Washington | DC | 20012 | District of Columbia | RFC | PJM | PJM Interconnection, LLC | Solar | Solar Photovoltaic | 1 | 10020 | 0.9 | 0.94 | 0.94 | NR | IPP Non-CHP | 0.48 | Q |  |  |  |  | 1.1 | [6 empty] | 2019
63971 | PJM | CCUA Solar | 63625 | CCUA Solar, LLC | 39.4153 | -75.2357 | 333 Water Street | Bridgeton | NJ | 8302 | Cumberland | RFC | PJM | PJM Interconnection, LLC | Solar | Solar Photovoltaic | 1 | CCUA | 1.5 | 1.5 | 1.5 | NR | IPP Non-CHP | 15 | Q |  |  |  |  | 1.9 | Y | [5 empty] | 2021
63977 | MISO | Central Generating | 63632 | North American Central - LLC | 43.3335 | -85.506 | 21545 W Cannonsville Road | Pierson | MI | 49339 | Montcalm | RFC | MISO | Midcontinent Independent Transmission System Operator, Inc.. | Other | Landfill Gas | 3 | 1; 2; 3 | 4 | 4 | 4 | NR | IPP Non-CHP | 416 | Q | [11 empty] | 2018
63981 | WECC | Red Cloud Wind LLC | 56545 | Pattern Operators LP | 34.2741 | -105.4229 | 829 University Rd. | Corona | NM | 88318 | Lincoln | WECC | PNM | Public Service Company of New Mexico | Wind | Onshore Wind Turbine | 1 | 1 | 350 | 350 | 350 | NR | IPP Non-CHP | 345 | Q |  | 124 | GE | 292 | [7 empty] | 2021
63983 | WECC | Rocket Solar, LLC | 63639 | Rocket Solar, LLC | 41.6363 | -112.4441 | TBD | Corinne | UT | 84307 | Box Elder | WECC | PACE | PacifiCorp - East | Solar | Solar Photovoltaic | 1 | RS | 80 | 80 | 80 | NR | IPP Non-CHP | 138 | Q |  |  |  |  | 104 | Y | [5 empty] | 2024
63984 | WECC | Horseshoe Solar, LLC | 63638 | Horseshoe Solar, LLC | 40.7183 | -112.6658 | TBD | Tooele | UT | 84029 | Tooele | WECC | PACE | PacifiCorp - East | Solar | Solar Photovoltaic | 1 | HSS | 75 | 75 | 75 | NR | IPP Non-CHP | 138 | Q |  |  |  |  | 97.5 | Y | [5 empty] | 2024
63986 | WECC | Rialto - High School | 60584 | Onyx Asset Services Group | 34.0903 | -117.3556 | 595 S Eucalyptus Avenue | Rialto | CA | 10169 | San Bernardino | WECC | CISO | California Independent System Operator | Solar | Solar Photovoltaic | 1 | 10136 | 0.9 | 0.9 | 0.9 | NR | IPP Non-CHP | 0.48 | Q |  |  |  |  | 1.1 | [6 empty] | 2017
63987 | MISO | Novel Martens Solar LLC(CSG) | 63359 | REA Investments, LLC | 44.4424 | -94.3872 | 1120 County Road 1 | Lafayette | MN | 56054 | Nicollet | MRO | MISO | Midcontinent Independent Transmission System Operator, Inc.. | Solar | Solar Photovoltaic | 1 | MRTNS | 1 | 1 | 1 | NR | IPP Non-CHP | 480 | Q |  |  |  |  | 1.4 | N | [5 empty] | 2022
63988 | PJM | Blooming Grove Wind Energy Center | 49893 | Invenergy Services LLC | 40.6611 | -88.3951 | 26579 N 2750 East Rd | Chenoa | IL | 61726 | Livingston | SERC | PJM | PJM Interconnection, LLC | Wind | Onshore Wind Turbine | 1 | GEN1 | 250 | 250 | 250 | NR | IPP Non-CHP | 345 | Q |  | 94 | GE | 292 | [7 empty] | 2020
63989 | PJM | Peterman II | 63643 | Peterman Solar II, LLC | 41.0704 | -87.7889 | 3800 E. Vanderkarr Rd. | St. Anne | IL | 60964 | Kankakee | RFC | PJM | PJM Interconnection, LLC | Solar | Solar Photovoltaic | 1 | PETE | 2 | 2 | 2 | NR | IPP Non-CHP | 12.47 | Q |  |  |  |  | 3 | Y | [5 empty] | 2021
63990 | PJM | Kish CSG | 63644 | Kish Solar, LLC | 42.2152 | -88.9206 | 4200 Wheeler Rd | Cherry Valley | IL | 61016 | Boone | RFC | PJM | PJM Interconnection, LLC | Solar | Solar Photovoltaic | 1 | KISH | 2 | 2 | 2 | NR | IPP Non-CHP | 12.47 | Q |  |  |  |  | 3 | Y | [5 empty] | 2021
63991 | PJM | Nostrand | 63645 | Nostrand Solar, LLC | 41.2074 | -87.8378 | 6075 N 2000 E Rd | Manteno Township | IL | 60914 | Kankakee | RFC | PJM | PJM Interconnection, LLC | Solar | Solar Photovoltaic | 1 | NOS | 2 | 2 | 2 | NR | IPP Non-CHP | 12.47 | Q |  |  |  |  | 3 | Y | [5 empty] | 2021
63992 | PJM | Vulcan | 63646 | Vulcan Solar, LLC | 41.1034 | -87.975 | 5500 West 1000 South Road | Kankakee | IL | 60901 | Kankakee | RFC | PJM | PJM Interconnection, LLC | Solar | Solar Photovoltaic | 1 | VUL | 2 | 2 | 2 | NR | IPP Non-CHP | 34.5 | Q |  |  |  |  | 3 | Y | [5 empty] | 2021
63993 | WECC | FTF-PackingShed | 63648 | Family Tree Farms | 36.5469 | -119.4302 | 41646 Road 62 | Reedley | CA | 93654 | Tulare | WECC | CISO | California Independent System Operator | Solar | Solar Photovoltaic | 1 | FTF02 | 1 | 1 | 0.7 | NR | Industrial Non-CHP | 12 | COM |  |  |  |  | 1.1 | [6 empty] | 2013
63994 | WECC | Firebaugh-CCS-PV-1 | 63649 | Mike Woolf Farming | 36.7347 | -120.6128 | NE NE NW 12 14 14 | Firebaugh | CA | 93622 | Fresno | WECC | CISO | California Independent System Operator | Solar | Solar Photovoltaic | 1 | MWF01 | 1 | 1 | 0.6 | NR | Industrial Non-CHP | 12 | COM |  |  |  |  | 1.2 | [6 empty] | 2015
64001 | MISO | Camellia Solar, LLC | 62759 | National Grid Renewables | 45.6427 | -95.3533 | TBD | Glenwood | MN | 56334 | Pope | MRO | MISO | Midcontinent Independent Transmission System Operator, Inc.. | Solar | Solar Photovoltaic | 1 | CAMEL | 1 | 1 | 1 | NR | IPP Non-CHP | 12.5 | Q |  |  |  |  | 1.5 | Y | [5 empty] | 2020
64003 | SPP | Iron Star Wind Project | 56201 | Engie North America | 37.6487 | -99.9809 | 11290 Saddle Road | Dodge City | KS | 67801 | Ford | MRO | SWPP | Southwest Power Pool | Wind | Onshore Wind Turbine | 1 | WTG1 | 297.6 | 297.6 | 297.6 | NR | IPP Non-CHP | 345 | Q |  | 62 | Nordex | 351 | [7 empty] | 2021
64005 | WECC | Toyota Long Beach Trigen | 63658 | Long Beach Trigen, LLC | 33.7809 | -118.2224 | 2140 Pier B Street D | Long Beach | CA | 90813 | Los Angeles | WECC | CISO | California Independent System Operator | Other | Other Waste Biomass | 1 | MMR-1 | 2.8 | 2.2 | 2.2 | NR | IPP Non-CHP | 12 | Q | [11 empty] | 2023
64006 | WECC | SulusSolar33 | 60496 | Adapture Renewables, Inc. | 45.08 | -123.4 | 27288-27316 SW Ballston Road | Sheridan | OR | 97378 | Yamhill | WECC | PGE | Portland General Electric Company | Solar | Solar Photovoltaic | 1 | SS33 | 3 | 3 | 3 | NR | IPP Non-CHP | 12.47 | Q |  |  |  |  | 3.5 | [6 empty] | 2021
64007 | WECC | SulusSolar28 | 60496 | Adapture Renewables, Inc. | 45.1 | -123.52 | 38656-39598 Allen Road | Willamina | OR | 97396 | Yamhill | WECC | PGE | Portland General Electric Company | Solar | Solar Photovoltaic | 1 | SS28 | 3 | 3 | 3 | NR | IPP Non-CHP | 12.47 | Q |  |  |  |  | 3.7 | [6 empty] | 2020
64008 | WECC | MilfordSolar OR | 60496 | Adapture Renewables, Inc. | 45.57 | -123.05 | 5390 Marsh Road | Forest Grove | OR | 97116 | Washington | WECC | PGE | Portland General Electric Company | Solar | Solar Photovoltaic | 1 | MS | 3 | 3 | 3 | NR | IPP Non-CHP | 12.47 | Q |  |  |  |  | 3.5 | [6 empty] | 2021
64009 | WECC | BristolSolar | 60496 | Adapture Renewables, Inc. | 45.15 | -122.79 | 13321-13067 Kiliam Loop NE | Woodburn | OR | 97071 | Marion | WECC | PGE | Portland General Electric Company | Solar | Solar Photovoltaic | 1 | BS | 3 | 3 | 3 | NR | IPP Non-CHP | 12.47 | Q |  |  |  |  | 3.4 | [6 empty] | 2021
64010 | PJM | Energix Hollyfield, LLC | 63651 | Energix Hollyfield, LLC | 37.671 | -77.17 | 289 Hollyfield Lane | Manquin | VA | 23106 | King William | SERC | PJM | PJM Interconnection, LLC | Solar | Solar Photovoltaic | 1 | ENX06 | 13 | 13 | 13 | NR | IPP Non-CHP | 34.5 | Q | 34964545 |  |  |  | 16.9 | Y | [5 empty] | 2021
64012 | PJM | Energix Nokesville, LLC | 63653 | Energix Nokesville, LLC | 38.672 | -77.593 | 13204 Warrenton Rd. | Nokesville | VA | 20181 | Prince William | SERC | PJM | PJM Interconnection, LLC | Solar | Solar Photovoltaic | 1 | ENX07 | 20 | 20 | 20 | NR | IPP Non-CHP | 34.5 | Q | 34964545 |  |  |  | 26 | Y | [5 empty] | 2022
64013 | PJM | Somonauk Road Solar 1 | 63664 | Somonauk Road Solar 1, LLC | 41.7583 | -88.6563 | 1171 Somonauk Road | Somonauk | IL | 60552 | DeKalb | RFC | PJM | PJM Interconnection, LLC | Solar | Solar Photovoltaic | 1 | 6344 | 2 | 2 | 1.6 | NR | IPP Non-CHP | 13.2 | Q |  |  |  |  | 2.7 | Y | [5 empty] | 2021
64015 | PJM | Energix Buckingham, LLC | 63652 | Energix Buckingham, LLC | 37.5064 | -78.381 | 23 High Rock Rd. | Cumberland | VA | 23040 | Buckingham | SERC | PJM | PJM Interconnection, LLC | Solar | Solar Photovoltaic | 1 | ENX05 | 20 | 20 | 20 | NR | IPP Non-CHP | 34.5 | Q | 34964545 |  |  |  | 26.4 | Y | [5 empty] | 2021
64016 | MISO | Edwardsville Solar II | 63662 | Edwardsville Solar II, LLC | 38.8145 | -89.9973 | 5737 New Poag Road | Edwardsville | IL | 62025 | Madison | SERC | MISO | Midcontinent Independent Transmission System Operator, Inc.. | Solar | Solar Photovoltaic | 1 | 6777 | 2 | 2 | 1.6 | NR | IPP Non-CHP | 13.2 | Q |  |  |  |  | 2.8 | Y | [5 empty] | 2021
64018 | PJM | Route 76 Boone Solar 1 | 63660 | Route 76 Boone Solar 1, LLC | 42.4189 | -88.8461 | 18219 IL Route 76 | Poplar Grove | IL | 61065 | Boone | RFC | PJM | PJM Interconnection, LLC | Solar | Solar Photovoltaic | 1 | 7724 | 2 | 2 | 1.6 | NR | IPP Non-CHP | 12.47 | Q |  |  |  |  | 2.7 | Y | [5 empty] | 2020
64019 | PJM | Altavista Solar | 63666 | Altavista Solar, LLC | 37.1482 | -79.3475 | 3935 Bedford Hwy | Lynch Station | VA | 24571 | Campbell | RFC | PJM | PJM Interconnection, LLC | Solar | Solar Photovoltaic | 1 | ATLA | 80 | 80 | 80 | NR | IPP Non-CHP | 138 | Q |  |  |  |  | 113 | Y | [5 empty] | 2021
64020 | MISO | West Riverside Energy Center | 20856 | Wisconsin Power & Light Co | 42.5821 | -89.0412 | 4201 S. Walters Rd | Beloit | WI | 53511 | Rock | MRO | MISO | Midcontinent Independent Transmission System Operator, Inc.. | Mixed | Natural Gas Fired Combined Cycle; Solar Photovoltaic | 4 | CTG3; CTG4; PV1; STG2 | 727.6 | 697.1 | 738.8 | RE | Electric Utility | 345 | I | ALTE.CC.WRIVS1; ALTE.CC.WRIVS2 |  |  |  | 5.8 | Y | [5 empty] | 2020
64021 | WECC | Alden Solar CSG LLC | 60025 | Greenbacker Renewable Energy Corporation | 40.4563 | -104.5811 | 31432 Weld County Rd. 51 | Greeley | CO | 80631 | Weld | WECC | PSCO | Public Service Company of Colorado | Solar | Solar Photovoltaic | 1 | 225 | 1.6 | 1.6 | 1.6 | NR | IPP Non-CHP | 12.47 | Q |  |  |  |  | 2 | Y | [5 empty] | 2020
64022 | WECC | SulusSolar22 | 60496 | Adapture Renewables, Inc. | 44.97 | -122.78 | 3486 Edison Rd. NE | Silverton | OR | 97381 | Marion | WECC | PGE | Portland General Electric Company | Solar | Solar Photovoltaic | 1 | SS22 | 3 | 3 | 3 | NR | IPP Non-CHP | 12.47 | Q |  |  |  |  | 3.5 | [6 empty] | 2021
64023 | PJM | 10 Finderne Avenue Solar, LLC | 60025 | Greenbacker Renewable Energy Corporation | 40.5581 | -74.5759 | 10 Finderne Ave | Bridgewater Town | NJ | 8807 | Somerset | RFC | PJM | PJM Interconnection, LLC | Solar | Solar Photovoltaic | 1 | 246 | 2.3 | 2.3 | 2.3 | NR | IPP Non-CHP | 13.2 | Q |  |  |  |  | 3.1 | [6 empty] | 2017
64024 | WECC | Monte Vista Solar 2 CSG, LLC | 60025 | Greenbacker Renewable Energy Corporation | 37.5718 | -106.0999 | 283 S. County Road 3 E | Monte Vista | CO | 97114 | Rio Grande | WECC | PSCO | Public Service Company of Colorado | Solar | Solar Photovoltaic | 1 | 262 | 1.6 | 1.6 | 1.6 | NR | IPP Non-CHP | 29.94 | Q |  |  |  |  | 2 | Y | [5 empty] | 2020
64025 | PJM | 101 Carnegie Center Solar, LLC | 60025 | Greenbacker Renewable Energy Corporation | 40.3231 | -74.6451 | 101 Carnegie Center Dr. | Princeton | NJ | 8540 | Mercer | RFC | PJM | PJM Interconnection, LLC | Solar | Solar Photovoltaic | 1 | 297 | 1.2 | 1.2 | 1.2 | NR | IPP Non-CHP | 13.2 | Q |  |  |  |  | 1.5 | [6 empty] | 2020
64027 | WECC | SB Water Reclamation Fuel Cell | 63669 | San Bernardino Fuel Cell, LLC | 34.0756 | -117.2873 | 399 Chandler Place | San Bernardino | CA | 92408 | San Bernardino | WECC | CISO | California Independent System Operator | Other | Other Waste Biomass | 1 | MB19 | 1.4 | 1.4 | 1.4 | NR | Commercial CHP | 4.16 | Q | [11 empty] | 2021
64028 | WECC | San Diego - EMDF at San Diego | 63667 | California PV Energy 3, LLC | 32.5903 | -116.9195 | 446 Alta Rd | San Diego | CA | 92158 | San Diego | WECC | CISO | California Independent System Operator | Solar | Solar Photovoltaic | 1 | EMDF | 2.9 | 2.9 | 2.9 | NR | IPP Non-CHP | 12 | Q |  |  |  |  | 3.3 | [6 empty] | 2021
64029 | MISO | Bauer Solar CSG | 63668 | Bauer Community Solar LLC | 45.2735 | -94.2319 | 13725 233st | Cold Spring | MN | 56320 | Stearns | MRO | MISO | Midcontinent Independent Transmission System Operator, Inc.. | Solar | Solar Photovoltaic | 1 | TC3 | 0.9 | 0.9 | 0.9 | NR | IPP Non-CHP | 0.48 | Q |  |  |  |  | 1.3 | [6 empty] | 2021
64031 | WECC | Fremont CO 1, LLC | 60025 | Greenbacker Renewable Energy Corporation | 38.4645 | -105.2125 | 2303 South Street | Canon City | CO | 81212 | Fremont | WECC | PSCO | Public Service Company of Colorado | Solar | Solar Photovoltaic | 1 | 228 | 1.8 | 1.8 | 1.8 | NR | IPP Non-CHP | 0.48 | Q |  |  |  |  | 2 | Y | [5 empty] | 2020
64032 | WECC | MTSUN | 60025 | Greenbacker Renewable Energy Corporation | 45.856 | -108.602 | TBD | Billings | MT | 59106 | Yellowstone | WECC | NWMT | NorthWestern Energy (NWMT) | Solar | Solar Photovoltaic | 1 | MTSUN | 80 | 80 | 80 | NR | IPP Non-CHP | 230 | Q |  |  |  |  | 103.7 | Y | [5 empty] | 2023
64033 | WECC | GreenparkSolar | 60496 | Adapture Renewables, Inc. | 44.8794 | -122.9375 | 6399-6015 Aumsville Hwy SE | Salem | OR | 97317 | Marion | WECC | PGE | Portland General Electric Company | Solar | Solar Photovoltaic | 1 | GS | 1.3 | 1.3 | 1.3 | NR | IPP Non-CHP | 12.47 | Q |  |  |  |  | 1.4 | [6 empty] | 2020
64034 | WECC | SulusSolar25 | 60496 | Adapture Renewables, Inc. | 45.27 | -122.82 | 24337-23501 Klupenger Rd. NE | Aurora | OR | 97002 | Marion | WECC | PGE | Portland General Electric Company | Solar | Solar Photovoltaic | 1 | SS25 | 2.2 | 2.2 | 2.2 | NR | IPP Non-CHP | 12.47 | Q |  |  |  |  | 2.6 | [6 empty] | 2020
64040 | MISO | Apple Canyon Lake Solar | 63680 | ACM Solar, LLC. | 42.4367 | -90.1796 | 4462 West Apple Canyon Road | Apple River | IL | 61001 | Jo Daviess | MRO | MISO | Midcontinent Independent Transmission System Operator, Inc.. | Solar | Solar Photovoltaic | 1 | 1 | 1.2 | 1.2 | 1.2 | NR | IPP Non-CHP | 12.47 | Q |  |  |  |  | 1.6 | Y | [5 empty] | 2020
64043 | MISO | Olney Solar II CSG | 63683 | Olney Solar II, LLC | 38.7216 | -88.1268 | 3641 IL RT 250 | Olney | IL | 62450 | Richland | SERC | MISO | Midcontinent Independent Transmission System Operator, Inc.. | Solar | Solar Photovoltaic | 1 | 6778 | 2 | 2 | 1.6 | NR | IPP Non-CHP | 13.2 | Q |  |  |  |  | 2.7 | Y | [5 empty] | 2021
64047 | SPP | Caddo Wind | 59496 | ALLETE Clean Energy | 34.9851 | -98.3838 | 14085 County Road 1400 | Apache | OK | 73006 | Caddo | MRO | SWPP | Southwest Power Pool | Wind | Onshore Wind Turbine | 1 | 46002 | 303.2 | 303.2 | 303.2 | NR | IPP Non-CHP | 345 | Q |  | 110 | GE | 295.3 | [7 empty] | 2022
64048 | WECC | SulusSolar29 | 60496 | Adapture Renewables, Inc. | 45.46 | -122.29 | 36461 SE Proctor Rd. | Boring | OR | 97009 | Clackamas | WECC | PGE | Portland General Electric Company | Solar | Solar Photovoltaic | 1 | SS29 | 2.6 | 2.6 | 2.6 | NR | IPP Non-CHP | 12.47 | Q |  |  |  |  | 3 | [6 empty] | 2020
64049 | WECC | San Diego - NCRC at Vista | 63667 | California PV Energy 3, LLC | 33.1903 | -117.2556 | 325 S. Melrose Dr | Vista | CA | 92083 | San Diego | WECC | CISO | California Independent System Operator | Solar | Solar Photovoltaic | 1 | NCRC | 1.8 | 1.8 | 1.8 | NR | IPP Non-CHP | 12 | Q |  |  |  |  | 2 | [6 empty] | 2021
64051 | WECC | Orchard Windfarm 2, LLC | 62758 | Orchard Windfarm, LLC | 45.38 | -119.3332 | 73751 Alpine Lane | Lexington | OR | 97839 | Morrow | WECC | BPAT | Bonneville Power Administration | Wind | Onshore Wind Turbine | 1 | OCHW2 | 10 | 10 | 10 | NR | IPP Non-CHP | 69 | Q |  | 4 | GE | 89 | [7 empty] | 2020
64052 | WECC | Orchard Windfarm 3, LLC | 62758 | Orchard Windfarm, LLC | 45.38 | -119.3332 | 73751 Alpine Lane | Lexington | OR | 97839 | Morrow | WECC | BPAT | Bonneville Power Administration | Wind | Onshore Wind Turbine | 1 | OCHW3 | 10 | 10 | 10 | NR | IPP Non-CHP | 69 | Q |  | 4 | GE | 89 | [7 empty] | 2020
64053 | WECC | Orchard Windfarm 4, LLC | 62758 | Orchard Windfarm, LLC | 45.38 | -119.3332 | 73751 Alpine Lane | Lexington | OR | 97839 | Morrow | WECC | PACW | PacifiCorp - West | Wind | Onshore Wind Turbine | 1 | OCHW4 | 10 | 10 | 10 | NR | IPP Non-CHP | 69 | Q |  | 4 | GE | 89 | [7 empty] | 2020
64054 | WECC | Clines Corners Wind Farm LLC | 56545 | Pattern Operators LP | 34.3565 | -105.4368 | 761 Berlier Ranch Rd. | Encino | NM | 88321 | Torrance | WECC | PNM | Public Service Company of New Mexico | Wind | Onshore Wind Turbine | 1 | 1 | 325 | 325 | 325 | NR | IPP Non-CHP | 345 | Q |  | 106 | GE | 292 | [7 empty] | 2021
64055 | WECC | Wonderful Orchards - New Columbia | 63689 | Wonderful Renewable Energy, LLC. | 36.8249 | -120.3179 | Avenue 5, 3/4 west of Chowchil | Firebaugh | CA | 93622 | Madera | WECC | CISO | California Independent System Operator | Solar | Solar Photovoltaic | 1 | WOC | 5 | 5 | 4.2 | NR | Industrial Non-CHP | 12.47 | Q |  |  |  |  | 5.7 | Y | [5 empty] | 2020
64056 | MISO | T Luhman CSG | 62915 | Madison Energy Holdings LLC | 44.282 | -92.682 | 17331 460th St | Zumbrota | MN | 5592 | Goodhue | MRO | MISO | Midcontinent Independent Transmission System Operator, Inc.. | Solar | Solar Photovoltaic | 1 | TLU01 | 1 | 1 | 1 | NR | IPP Non-CHP | 13.8 | Q |  |  |  |  | 1.4 | [6 empty] | 2021
64057 | WECC | Wheatridge 1 | 15248 | Portland General Electric Co | 45.5598 | -119.6338 | Strawberry East Rd | Lexington | OR | 97843 | Morrow | WECC | BPAT | Bonneville Power Administration | Wind | Onshore Wind Turbine | 1 | WND | 100 | 100 | 100 | RE | Electric Utility | 230 | I |  | 40 | GE | 262 | [7 empty] | 2020
64058 | MISO | 2662 Freeport Solar 1 CSG | 63691 | 2662 Freeport Solar 1, LLC | 42.3397 | -89.6327 | 2662 Illinois Route 26 North | Freeport | IL | 61032 | Stephenson | SERC | MISO | Midcontinent Independent Transmission System Operator, Inc.. | Solar | Solar Photovoltaic | 1 | FREE | 2 | 2 | 2 | NR | IPP Non-CHP | 12.47 | Q |  |  |  |  | 2.5 | Y | [5 empty] | 2020
64059 | MISO | Whiteside Solar 1 CSG | 63692 | Whiteside Solar 1, LLC | 41.8569 | -90.1589 | 900 22nd Ave | Fulton | IL | 61252 | Whiteside | SERC | MISO | Midcontinent Independent Transmission System Operator, Inc.. | Solar | Solar Photovoltaic | 1 | WSIDE | 2 | 2 | 2 | NR | IPP Non-CHP | 12.47 | Q |  |  |  |  | 2.9 | Y | [5 empty] | 2020
64065 | WECC | Duran Mesa LLC | 56545 | Pattern Operators LP | 34.3907 | -105.4921 | 59 Robinson Ranch Rd. | Duran | NM | 88301 | Lincoln | WECC | PNM | Public Service Company of New Mexico | Wind | Onshore Wind Turbine | 1 | 1 | 105 | 105 | 105 | NR | IPP Non-CHP | 345 | Q |  | 38 | GE | 292 | [7 empty] | 2021
64066 | WECC | Tecolote Wind LLC | 56545 | Pattern Operators LP | 34.36 | -105.44 | 208 Church St. | Duran | NM | 88301 | Lincoln | WECC | PNM | Public Service Company of New Mexico | Wind | Onshore Wind Turbine | 1 | 1 | 272 | 272 | 272 | NR | IPP Non-CHP | 345 | Q |  | 98 | GE | 262 | [7 empty] | 2021
64072 | MISO | Camp Ripley Solar | 63704 | Camp Riley Solar Facility | 46.091 | -94.34 | 15000 MN 115 | Little Falls | MN | 56345 | Morrison | MRO | MISO | Midcontinent Independent Transmission System Operator, Inc.. | Solar | Solar Photovoltaic | 1 | CR1 | 10.9 | 10.8 | 10.8 | RE | Electric Utility | 34.5 | I |  |  |  |  | 13.1 | [6 empty] | 2016
64074 | SPP | Cimarron Bend III | 61372 | Enel Kansas, LLC | 37.371 | -99.994 | 407 County Road 7 | Minneola | KS | 67865 | Clark | MRO | SWPP | Southwest Power Pool | Wind | Onshore Wind Turbine | 1 | 3 | 198.8 | 198.8 | 198.8 | NR | IPP Non-CHP | 345 | Q |  | 74 | GE | 374 | [7 empty] | 2020
64076 | WECC | Route 66 Energy Center, LLC | 63714 | Route 66 Energy Center, LLC | 35.0984 | -107.6146 | 999 NM Highway 124 | San Fidel | NM | 87049 | Cibola | WECC | PNM | Public Service Company of New Mexico | Solar | Solar Photovoltaic | 1 | RTE66 | 49.5 | 49.5 | 49.5 | NR | IPP Non-CHP | 115 | Q |  |  |  |  | 71.8 | Y | [5 empty] | 2022
64080 | MISO | Dane County Airport Solar | 11479 | Madison Gas & Electric Co | 43.1606 | -89.3295 | 6002 N Stoughton Rd | Madison | WI | 53704 | Dane | MRO | MISO | Midcontinent Independent Transmission System Operator, Inc.. | Solar | Solar Photovoltaic | 1 | 1 | 10.8 | 10.8 | 10.8 | RE | Electric Utility | 13.8 | I | MGE.DANE_CTY |  |  |  | 11.4 | Y | [5 empty] | 2020
64081 | MISO | Sunflower County | 63718 | Sunflower County Solar Project, LLC | 33.7578 | -90.5365 | 3766 Highway 49N | Ruleville | MS | 38771 | Sunflower | SERC | MISO | Midcontinent Independent Transmission System Operator, Inc.. | Solar | Solar Photovoltaic | 1 | SUNFL | 100 | 100 | 100 | RE | Electric Utility | 115 | Q |  |  |  |  | 110.1 | Y | [5 empty] | 2022
64086 | PJM | Norge Solar Farm | 5248 | Dominion Energy Inc. | 37.3656 | -76.7751 | 341 Farmville Lane | Williamsburg | VA | 23188 | James City | SERC | PJM | PJM Interconnection, LLC | Solar | Solar Photovoltaic | 1 | NORG | 20 | 20 | 20 | RE | Electric Utility | 34.5 | I |  |  |  |  | 26.1 | Y | Y |  |  |  |  | 2023
64088 | PJM | Alta Farms II Wind Project, LLC | 63722 | Alta Farms II Wind Project, LLC | 40.1972 | -89.0677 | 705 North Side Square | Clinton | IL | 61727 | DeWitt | SERC | PJM | PJM Interconnection, LLC | Wind | Onshore Wind Turbine | 1 | WT2 | 200.5 | 200.5 | 200.5 | NR | IPP Non-CHP | 345 | Q |  | 100 | Siemens Gamesa | 107.5 | [7 empty] | 2023
64093 | PJM | Montross Solar | 5248 | Dominion Energy Inc. | 38.077 | -76.786 | 110 Nelson Street | Montross | VA | 22520 | Westmoreland | SERC | PJM | PJM Interconnection, LLC | Solar | Solar Photovoltaic | 1 | MOSO | 20 | 20 | 20 | RE | Electric Utility | 34.5 | I |  |  |  |  | 28 | Y | [5 empty] | 2018
64096 | PJM | Samuel Mickle School | 60025 | Greenbacker Renewable Energy Corporation | 39.7874 | -75.2462 | 559 King's Highway | Mickleton | NJ | 8056 | Gloucester | RFC | PJM | PJM Interconnection, LLC | Solar | Solar Photovoltaic | 1 | 248 | 1.1 | 1.1 | 1.1 | NR | IPP Non-CHP | 4.8 | Q |  |  |  |  | 1.4 | [6 empty] | 2017
64097 | PJM | Electric City Solar | 60025 | Greenbacker Renewable Energy Corporation | 41.75 | -85.45 | 2400 Centerville Rd | Sturgis | MI | 49091 | St Joseph | RFC | PJM | PJM Interconnection, LLC | Solar | Solar Photovoltaic | 1 | 232 | 15 | 15 | 15 | NR | IPP Non-CHP | 12.47 | Q |  |  |  |  | 18.9 | Y | [5 empty] | 2020
64098 | WECC | Tesla Reno GigaFactory | 57313 | Tesla Inc. | 39.5395 | -119.4392 | 1 Electric Ave | Sparks | NV | 89434 | Storey | WECC | NEVP | Nevada Power Company | Solar | Solar Photovoltaic | 6 | 1; 2; 5; RA; RB; RC | 6.7 | 6.7 | 6.7 | NR | Industrial Non-CHP | 36.6 | Q |  |  |  |  | 8 | [6 empty] | 2019
64099 | MISO | Tweite Community Solar LLC | 63728 | Tweite Community Solar LLC | 44.0251 | -92.6745 | 332 19 AVE SW | Byron | MN | 55920 | Olmsted | MRO | MISO | Midcontinent Independent Transmission System Operator, Inc.. | Solar | Solar Photovoltaic | 1 | TWEIT | 1 | 1 | 1 | NR | IPP Non-CHP | 0.5 | Q |  |  |  |  | 1.5 | Y | [5 empty] | 2020
64100 | MISO | Morgan Solar 4, LLC CSG | 63729 | Morgan Solar 4, LLC | 39.6141 | -90.2208 | 629 State Hwy 967 | Murrayville | IL | 62668 | Morgan | SERC | MISO | Midcontinent Independent Transmission System Operator, Inc.. | Solar | Solar Photovoltaic | 1 | MORG | 2 | 2 | 2 | NR | IPP Non-CHP | 13.2 | Q |  |  |  |  | 2.9 | Y | [5 empty] | 2020
64101 | PJM | Mid-River PA, LLC (ABE4) | 60025 | Greenbacker Renewable Energy Corporation | 40.74 | -75.2777 | 1619 Van Buren Road | Easton | PA | 18045 | Northampton | RFC | PJM | PJM Interconnection, LLC | Solar | Solar Photovoltaic | 1 | 259 | 3 | 3 | 3 | NR | IPP Non-CHP | 34.5 | Q |  |  |  |  | 3.8 | [6 empty] | 2020
64103 | WECC | Desert Harvest II LLC | 63731 | Desert Harvest II LLC | 33.8 | -115.38 | 22102 Kaiser Road | Desert Center | CA | 92239 | Riverside | WECC | CISO | California Independent System Operator | Mixed | Solar Photovoltaic; Batteries | 2 | DH002; DH003 | 105 | 105 | 105 | NR | IPP Non-CHP | 230 | Q |  |  |  |  | 99.6 | Y |  | 140 | 35 | 35 | LIB | 2020
64104 | WECC | Maverick Solar 4, LLC | 63732 | Maverick Solar 4, LLC | 33.7 | -115.38 | 29722 Corn Springs Road | Desert Center | CA | 92239 | Riverside | WECC | CISO | California Independent System Operator | Solar | Solar Photovoltaic | 1 | MAV02 | 100 | 100 | 100 | NR | IPP Non-CHP | 230 | Q |  |  |  |  | 135.9 | Y | [5 empty] | 2020
64105 | WECC | Maverick Solar 6, LLC | 63733 | Maverick Solar 6, LLC | 33.7 | -115.38 | 29722 Corn Springs Road | Desert Center | CA | 92239 | Riverside | WECC | CISO | California Independent System Operator | Mixed | Solar Photovoltaic; Batteries | 2 | MAV03; MAV04 | 150 | 150 | 150 | NR | IPP Non-CHP | 230 | Q |  |  |  |  | 131 | Y |  | 200 | 50 | 50 | LIB | 2021
64106 | WECC | Maverick Solar 7, LLC | 63734 | Maverick Solar 7, LLC | 33.7 | -115.38 | 29722 Corn Springs Road | Desert Center | CA | 92239 | Riverside | WECC | CISO | California Independent System Operator | Solar | Solar Photovoltaic | 1 | MAV05 | 132 | 132 | 132 | NR | IPP Non-CHP | 230 | Q |  |  |  |  | 179 | Y | [5 empty] | 2021
64122 | MISO | Marlow Solar, LLC CSG | 63753 | Marlow Solar, LLC | 38.3153 | -88.7564 | 13028 County Road 2100 East | Bluford | IL | 62814 | Jefferson | SERC | MISO | Midcontinent Independent Transmission System Operator, Inc.. | Solar | Solar Photovoltaic | 1 | MARL | 2 | 2 | 2 | NR | IPP Non-CHP | 12.47 | Q |  |  |  |  | 2.9 | Y | [5 empty] | 2020
64123 | WECC | James W. Broderick Hydropower Plant | 63751 | James W. Broderick Hydropower Plant | 38.27 | -104.72 | Reservoir Road | Pueblo | CO | 81005 | Pueblo | WECC | PACE | PacifiCorp - East | Other | Conventional Hydroelectric | 2 | GEN35; GEN40 | 7.5 | 7.1 | 7.1 | NR | IPP Non-CHP | 13.2 | Q | [11 empty] | 2019
64124 | MISO | IGS Stockton DG CSG | 63758 | IGS Stockton DG, LLC | 42.3482 | -90.0112 | 300 West Railroad Avenue | Stockton | IL | 61085 | Jo Daviess | SERC | MISO | Midcontinent Independent Transmission System Operator, Inc.. | Solar | Solar Photovoltaic | 2 | BREW; BREW2 | 3.8 | 3.8 | 3.8 | NR | IPP Non-CHP | 13.2 | Q |  |  |  |  | 5.4 | N | [5 empty] | 2020
64130 | MISO | REG Juhl Glenville Wind, LLC | 63761 | REG Juhl Glenville Wind, LLC | 43.582 | -93.305 | 78001 160th St. | Albert Lea | MN | 56007 | Freeborn | MRO | MISO | Midcontinent Independent Transmission System Operator, Inc.. | Wind | Onshore Wind Turbine | 1 | RJGW | 2.5 | 2.5 | 2.5 | NR | IPP Non-CHP | 12.5 | Q |  | 1 | GE | 262 | [7 empty] | 2020
64135 | PJM | Grassfield Solar | 5248 | Dominion Energy Inc. | 36.65 | -76.35 | West Road | Chesapeake | VA | 23323 | Chesapeake City | SERC | PJM | PJM Interconnection, LLC | Solar | Solar Photovoltaic | 1 | GFSO | 20 | 20 | 20 | RE | Electric Utility | 34.5 | I |  |  |  |  | 26.5 | Y | [5 empty] | 2022
64136 | PJM | Sycamore Solar | 5248 | Dominion Energy Inc. | 36.9426 | -79.1928 | Gretna | Gretna | VA | 24557 | Pittsylvania | SERC | PJM | PJM Interconnection, LLC | Solar | Solar Photovoltaic | 1 | SYSO | 42 | 42 | 42 | RE | Electric Utility | 69 | I |  |  |  |  | 59.2 | Y | Y |  |  |  |  | 2023
64138 | SPP | Irish Creek Wind | 63765 | Irish Creek Wind, LLC | 39.6995 | -96.4251 | TBD | Frankfort | KS | 66427 | Marshall | MRO | SWPP | Southwest Power Pool | Wind | Onshore Wind Turbine | 1 | ICW1 | 300.6 | 300.6 | 300.6 | NR | IPP Non-CHP | 345 | Q |  | 108 | GE | 292 | [7 empty] | 2021
64139 | SPP | Haystack Wind Project, LLC | 63764 | Haystack Wind Project, LLC | 42.263 | -97.1957 | 81613 569th Avenue | Carroll | NE | 68723 | Wayne | MRO | SWPP | Southwest Power Pool | Wind | Onshore Wind Turbine | 1 | 4444 | 298 | 298 | 298 | NR | IPP Non-CHP | 345 | Q |  | 69 | Siemens Gamesa | 336.3 | [7 empty] | 2022
64141 | WECC | Still Water Power | 63763 | Still Water Power LLC | 36.3988 | -119.5243 | 5001 4th Avenue | Hanford | CA | 93230 | Kings | WECC | CISO | California Independent System Operator | Other | Other Waste Biomass | 1 | 4 | 1 | 1 | 1 | NR | IPP Non-CHP | 12.4 | Q | [11 empty] | 2020
64142 | PJM | LabCorp Engine | 60571 | AEP Onsite Partners, LLC | 40.5704 | -74.6395 | 69 1st Ave | Raritan | NJ | 8869 | Somerset | RFC | PJM | PJM Interconnection, LLC | Natural Gas | Natural Gas Internal Combustion Engine | 1 | LCG | 3.2 | 3.2 | 3.2 | NR | IPP Non-CHP | 13.2 | Q | [11 empty] | 2019
64144 | PJM | Harts Mill Solar, LLC | 64775 | Harts Mills Solar, LLC | 35.9 | -77.64 | 5560 Howard Ave Ext | Tarboro | NC | 27886 | Edgecombe | SERC | PJM | PJM Interconnection, LLC | Solar | Solar Photovoltaic | 1 | HMS01 | 80 | 80 | 80 | NR | IPP Non-CHP | 115 | Q |  |  |  |  | 112 | Y | [5 empty] | 2020
64148 | WECC | Fish Springs | 63772 | Fish Springs Ranch Solar, LLC | 40.0747 | -119.9742 | 36000 Rainbow Way | Reno | NV | 89510 | Washoe | WECC | NEVP | Nevada Power Company | Mixed | Solar Photovoltaic; Batteries | 2 | FISH; FISHB | 125 | 125 | 125 | NR | IPP Non-CHP | 345 | Q |  |  |  |  | 130 | Y |  | 100 | 25 | 25 | LIB | 2022
64152 | WECC | SR Rattlesnake | 63771 | SR Rattlesnake, LLC | 40.1054 | -104.4131 | 19124 County Road 28 | Platteville | CO | 80651 | Weld | WECC | WACM | Western Area Power Administration - Rocky Mountain Region | Solar | Solar Photovoltaic | 1 | SNAKE | 6 | 6 | 6 | NR | IPP Non-CHP | 69 | Q |  |  |  |  | 8.9 | Y | [5 empty] | 2020
64153 | MISO | Novel Novak Solar LLC CSG | 63359 | REA Investments, LLC | 45.6594 | -93.9317 | 11888 Glen St. NE | Foley | MN | 56239 | Benton | MRO | MISO | Midcontinent Independent Transmission System Operator, Inc.. | Solar | Solar Photovoltaic | 1 | NOVAK | 1 | 1 | 1 | NR | IPP Non-CHP | 480 | Q |  |  |  |  | 1.4 | N | [5 empty] | 2021
64154 | MISO | Novel Shelly Solar LLC (CSG) | 63359 | REA Investments, LLC | 44.614 | -95.6427 | 3213 Cty Rd 10 | Cottonwood | MN | 56229 | Lyon | MRO | MISO | Midcontinent Independent Transmission System Operator, Inc.. | Solar | Solar Photovoltaic | 1 | SHLLY | 1 | 1 | 1 | NR | IPP Non-CHP | 480 | Q |  |  |  |  | 1.4 | N | [5 empty] | 2022
64157 | PJM | Clyde Peaking Engine | 60571 | AEP Onsite Partners, LLC | 41.2933 | -82.9653 | 431 Premier Drive | Clyde | OH | 43410 | Sandusky | RFC | PJM | PJM Interconnection, LLC | Natural Gas | Natural Gas Internal Combustion Engine | 1 | CPG | 10 | 10 | 10 | NR | IPP Non-CHP | 12.48 | Q | [11 empty] | 2020
64158 | PJM | Mechanicsville Solar | 63777 | Mechanicsville Solar, LLC | 37.666 | -77.2077 | 3259 Mechancsville Turnpike | Mechanicsville | VA | 23111 | Hanover | SERC | PJM | PJM Interconnection, LLC | Solar | Solar Photovoltaic | 1 | MECH | 25 | 25 | 25 | NR | IPP Non-CHP | 34.5 | Q | OLDCHRCH 20 KV MECHVLSP |  |  |  | 35 | Y | [5 empty] | 2020
64159 | MISO | Morgan Solar 2, LLC CSG | 63779 | Morgan Solar 2, LLC | 39.6065 | -90.2271 | 2009 Midway Road | Murrayville | IL | 62668 | Morgan | SERC | MISO | Midcontinent Independent Transmission System Operator, Inc.. | Solar | Solar Photovoltaic | 1 | MRG2 | 2 | 2 | 2 | NR | IPP Non-CHP | 12.5 | Q |  |  |  |  | 2.9 | Y | [5 empty] | 2020
64169 | PJM | Albemarle Beach Solar | 63794 | Albemarle Beach Solar, LLC | 35.9282 | -76.6205 | 7340 Mackeys road | Roper | NC | 27970 | Washington | SERC | PJM | PJM Interconnection, LLC | Solar | Solar Photovoltaic | 1 | BEACH | 130.2 | 140 | 140 | NR | IPP Non-CHP | 230 | Q |  |  |  |  | 150.6 | Y | [5 empty] | 2020
64172 | SPP | Rockhaven Wind Project, LLC | 63783 | Rockhaven Wind Project, LLC | 34.4196 | -97.2854 | 1593 Indian Rd | Hennepin | OK | 73444 | Murray | MRO | SWPP | Southwest Power Pool | Wind | Onshore Wind Turbine | 1 | RHWWT | 140 | 140 | 140 | NR | IPP Non-CHP | 138 | Q |  | 49 | Vestas | 393 | [7 empty] | 2021
64177 | MISO | CED Manchester Wind | 56769 | Consolidated Edison Development Inc. | 42.4693 | -91.4739 | 1652 220th Street | Manchester | IA | 52057 | Delaware | MRO | MISO | Midcontinent Independent Transmission System Operator, Inc.. | Wind | Onshore Wind Turbine | 1 | MANW | 7.9 | 7.9 | 7.9 | NR | IPP Non-CHP | 12.47 | Q |  | 3 | GE | 292 | [7 empty] | 2022
64178 | MISO | CED Centerville Wind | 56769 | Consolidated Edison Development Inc. | 40.7099 | -92.8483 | 23043 230th Avenue | Centerville | IA | 52544 | Appanoose | MRO | MISO | Midcontinent Independent Transmission System Operator, Inc.. | Wind | Onshore Wind Turbine | 1 | CENTW | 7.9 | 7.9 | 7.9 | NR | IPP Non-CHP | 13.2 | Q |  | 3 | GE | 292 | [7 empty] | 2021
64179 | MISO | IA - City of Ames - Airport Road | 62856 | Forefront Power, LLC | 42.003 | -93.617 | 405 Airport Drive | Ames | IA | 50010 | Story | MRO | MISO | Midcontinent Independent Transmission System Operator, Inc.. | Solar | Solar Photovoltaic | 1 | 17000 | 2 | 2 | 2 | NR | IPP Non-CHP | 21 | Q |  |  |  |  | 2.2 | N | [5 empty] | 2020
64180 | PJM | MD - CS - Potomac Edison Co - GA29 TPE | 62856 | Forefront Power, LLC | 39.5954 | -79.3879 | 2415 Friendsville Road | Friendsville | MD | 21531 | Garrett | RFC | PJM | PJM Interconnection, LLC | Solar | Solar Photovoltaic | 1 | 19002 | 2 | 2 | 2 | NR | IPP Non-CHP | 21 | Q |  |  |  |  | 3.2 | Y | [5 empty] | 2021
64183 | MISO | Independence Wind Farm | 63802 | Independence Wind Energy LLC | 42.4316 | -91.5686 | 2499 120th Ave | Manchester | IA | 52057 | Delaware | MRO | MISO | Midcontinent Independent Transmission System Operator, Inc.. | Wind | Onshore Wind Turbine | 1 | IWE | 55.4 | 54 | 54 | NR | IPP Non-CHP | 161 | Q |  | 19 | GE | 89 | [7 empty] | 2021
64186 | WECC | Graphite Solar I | 60025 | Greenbacker Renewable Energy Corporation | 39.5484 | -110.7121 | 1197 East Main St | Wellington | UT | 84542 | Carbon | WECC | PACE | PacifiCorp - East | Solar | Solar Photovoltaic | 1 | 394 | 80 | 80 | 80 | NR | IPP Non-CHP | 138 | Q |  |  |  |  | 104 | Y | [5 empty] | 2022
64189 | WECC | Apex Solar | 63803 | Apex Solar LLC | 45.236 | -112.746 | 5705 Ten Mile Rd | Dillon | MT | 59725 | Beaverhead | WECC | NWMT | NorthWestern Energy (NWMT) | Solar | Solar Photovoltaic | 1 | RSNAK | 80 | 80 | 80 | NR | IPP Non-CHP | 161 | Q |  |  |  |  | 106 | Y | [5 empty] | 2023
64194 | PJM | 510 Carnegie Center | 60025 | Greenbacker Renewable Energy Corporation | 40.3147 | -74.6555 | 510 Carnegie Center Dr | Princeton | NJ | 8540 | Mercer | RFC | PJM | PJM Interconnection, LLC | Solar | Solar Photovoltaic | 1 | 313 | 1.4 | 1.4 | 1.4 | NR | IPP Non-CHP | 13.2 | Q |  |  |  |  | 1.7 | [6 empty] | 2019
64195 | PJM | 701 Carnegie Center | 60025 | Greenbacker Renewable Energy Corporation | 40.3236 | -74.6499 | 701 Carnegie Center Dr | Princeton | NJ | 8540 | Mercer | RFC | PJM | PJM Interconnection, LLC | Solar | Solar Photovoltaic | 1 | 313 | 1.1 | 1.1 | 1.1 | NR | IPP Non-CHP | 13.2 | Q |  |  |  |  | 1.3 | [6 empty] | 2019
64196 | MISO | Assembly Solar III | 63813 | Assembly Solar III, LLC | 43.0227 | -83.9427 | 10400 Cronk Rd. | Lennon | MI | 48449 | Shiawassee | RFC | MISO | Midcontinent Independent Transmission System Operator, Inc.. | Solar | Solar Photovoltaic | 1 | AS3 | 79 | 79 | 79 | NR | IPP Non-CHP | 138 | Q |  |  |  |  | 114.9 | Y | [5 empty] | 2022
64197 | WECC | Fifth Standard Solar PV, LLC (Hybrid) | 56215 | Big Sky Wind, LLC | 36.1532 | -120.1045 | 39905 Lassen Ave | Huron | CA | 93234 | Fresno | WECC | CISO | California Independent System Operator | Mixed | Batteries; Solar Photovoltaic | 2 | FTHSB; FTHSS | 287 | 267 | 267 | NR | IPP Non-CHP | 230 | Q |  |  |  |  | 196.6 | Y |  | 137 | 137 | 137 | LIB | 2023
64198 | WECC | Horn Rapids Solar, Storage and Training | 20160 | Energy Northwest | 46.3529 | -119.3222 | 2800 Horn Rapids Road | Richland | WA | 99354 | Benton | WECC | BPAT | Bonneville Power Administration | Mixed | Batteries; Solar Photovoltaic | 2 | HRBE; HRPV | 4.2 | 4.2 | 3.3 | RE | Electric Utility | 72 | S |  |  |  |  | 4 |  |  | 4 | 1 | 1 | LIB | 2020
64200 | WECC | Jack's Solar Garden | 63818 | Jack's Solar Garden | 40.1226 | -105.1303 | 8102 North 95th St | Longmont | CO | 80504 | Boulder | WECC | PSCO | Public Service Company of Colorado | Solar | Solar Photovoltaic | 1 | JSG | 1 | 1 | 1 | NR | IPP Non-CHP | 0.56 | Q |  |  |  |  | 1.2 | Y | [5 empty] | 2020
64201 | MISO | McDonough Solar 1, LLC CSG | 63814 | McDonough Solar 1, LLC | 40.5554 | -90.8511 | 2685 IL-HWY-9 | Blandinsville | IL | 61420 | McDonough | SERC | MISO | Midcontinent Independent Transmission System Operator, Inc.. | Solar | Solar Photovoltaic | 2 | MC1B; MCDH | 4 | 4 | 4 | NR | IPP Non-CHP | 12.47 | Q |  |  |  |  | 5.8 | Y | [5 empty] | 2020
64207 | MISO | Crane Battery Energy Storage System | 15470 | Duke Energy Indiana, LLC | 38.8135 | -86.8864 | 21750 Golf Course Lane | Burns City | IN | 47522 | Martin | RFC | MISO | Midcontinent Independent Transmission System Operator, Inc.. | Battery | Batteries | 1 | ES1 | 5 | 5 | 5 | RE | Electric Utility | 12.47 | I | [7 empty] | 5 | 5 | 5 | LIB | 2020
64212 | WECC | Pike Solar Hybrid | 65411 | Duke Energy Renewables Services | 38.6217 | -104.5814 | TBD | Fountain | CO | 80817 | El Paso | WECC | PSCO | Public Service Company of Colorado | Solar | Solar Photovoltaic | 1 | CO465 | 175 | 175 | 175 | NR | IPP Non-CHP | 345 | Q |  |  |  |  | 223.8 | Y | [5 empty] | 2023
64220 | WECC | Wonderful Orchards - Westside | 63689 | Wonderful Renewable Energy, LLC. | 35.7328 | -119.7452 | Twisselman rd. 1/4 mile east o | Lost Hills | CA | 93250 | Kern | WECC | CISO | California Independent System Operator | Solar | Solar Photovoltaic | 1 | WOC | 5 | 5 | 4.2 | NR | Industrial Non-CHP | 12.47 | Q |  |  |  |  | 6.9 | Y | [5 empty] | 2021
64221 | WECC | Wonderful Orchards - Belridge | 63689 | Wonderful Renewable Energy, LLC. | 35.5001 | -119.7494 | West of Hwy 33, North of Lerdo | Lost Hills | CA | 93249 | Kern | WECC | CISO | California Independent System Operator | Solar | Solar Photovoltaic | 1 | WOC | 5 | 5 | 4.2 | NR | Industrial Non-CHP | 12.47 | Q |  |  |  |  | 6.8 | Y | [5 empty] | 2020
64222 | SPP | Burt County Solar Hybrid | 63842 | BCSB, LLC | 41.8638 | -96.2322 | VQ79+G4 | Tekamah | NE | 68061 | Burt | MRO | SWPP | Southwest Power Pool | Mixed | Solar Photovoltaic; Batteries | 2 | 1; 2 | 1.4 | 1.4 | 1.4 | NR | IPP Non-CHP | 12.47 | Q |  |  |  |  | 0.9 | Y |  | 3 | 0.7 | 0.7 | LIB | 2021
64223 | SPP | Dodge County Solar Hybrid | 63842 | BCSB, LLC | 41.612 | -96.752 | J66X+Q6 | Scribner | NE | 68057 | Dodge | MRO | SWPP | Southwest Power Pool | Mixed | Solar Photovoltaic; Batteries | 2 | 1; 2 | 1.4 | 1.4 | 1.4 | NR | IPP Non-CHP | 12.47 | Q |  |  |  |  | 0.9 | Y |  | 3 | 0.7 | 0.7 | LIB | 2021
64224 | MISO | Dressor Plains Solar, LLC | 63815 | Dressor Plains Solar, LLC | 39.1863 | -89.0312 | 1170 E 3100 Avenue | Herrick | IL | 62431 | Fayette | MRO | MISO | Midcontinent Independent Transmission System Operator, Inc.. | Solar | Solar Photovoltaic | 1 | DPS | 99 | 99 | 99 | NR | IPP Non-CHP | 138 | Q |  |  |  |  | 135.5 | Y | [5 empty] | 2021
64225 | SPP | Prosperity Solar Farm CSG | 5860 | Empire District Electric Co | 37.1271 | -94.4337 | 20695 Elm Ln. | Joplin | MO | 64801 | Jasper | SERC | SWPP | Southwest Power Pool | Solar | Solar Photovoltaic | 1 | PROS1 | 2.3 | 2.2 | 2.2 | RE | Electric Utility | 12 | I |  |  |  |  | 2.3 | Y | [5 empty] | 2021
64228 | MISO | Blue Goose Solar CSG | 63834 | Blue Goose Solar | 41.7694 | -89.8433 | 12876 Blue Goose Rd | Morrison | IL | 61081 | Whiteside | SERC | MISO | Midcontinent Independent Transmission System Operator, Inc.. | Solar | Solar Photovoltaic | 1 | BLGS | 2 | 2 | 2 | NR | IPP Non-CHP | 34.5 | Q |  |  |  |  | 2.7 | Y | [5 empty] | 2020
64229 | MISO | Iroquois Solar 1B LLC CSG | 63833 | Iroquois Solar 1B LLC | 40.774 | -87.7544 | 1910 County Road 1980 East | Watseka | IL | 60970 | Iroquois | SERC | MISO | Midcontinent Independent Transmission System Operator, Inc.. | Solar | Solar Photovoltaic | 1 | IROQ | 2 | 2 | 2 | NR | IPP Non-CHP | 13.2 | Q |  |  |  |  | 2.8 | Y | [5 empty] | 2020
64230 | MISO | Indiana Crossroads Wind Farm LLC | 63835 | Indiana Crossroads Wind Farms LLC | 40.6631 | -86.8695 | 6072 SOUTH STATE ROAD 43 | Chalmers | IN | 47929 | White | RFC | MISO | Midcontinent Independent Transmission System Operator, Inc.. | Wind | Onshore Wind Turbine | 1 | GEN01 | 302.4 | 302.4 | 302.4 | NR | IPP Non-CHP | 345 | Q |  | 72 | Vestas | 344.4 | [7 empty] | 2021
64241 | PJM | Maryland Bioenergy Center (Jessup) | 63827 | Bioenergy DevCo | 39.1578 | -76.7804 | 7900 Oceano Drive | Jessup | MD | 20794 | Howard | RFC | PJM | PJM Interconnection, LLC | Natural Gas | Natural Gas Fired Combustion Turbine | 1 | CHP1 | 1.1 | 1.1 | 1.1 | NR | Industrial CHP | 0.48 | IND | [11 empty] | 2022
64242 | MISO | St. Cloud Hydro | 63831 | St. Cloud Hydroelectric Generation Facility | 45.5476 | -94.1486 | 1100 First Avenue South | St Cloud | MN | 56301 | Stearns | MRO | MISO | Midcontinent Independent Transmission System Operator, Inc.. | Other | Conventional Hydroelectric | 2 | GEN#1; GEN#2 | 8.6 | 8.6 | 8.6 | NR | IPP Non-CHP | 34.5 | M | [11 empty] | 1988
64243 | MISO | Sullivan B Community Solar LLC | 63845 | Sullivan B Community Solar LLC | 40.4697 | -90.6411 | 1800 E University Drive | Macomb | IL | 61455 | McDonough | SERC | MISO | Midcontinent Independent Transmission System Operator, Inc.. | Solar | Solar Photovoltaic | 1 | SULL | 2 | 2 | 2 | NR | IPP Non-CHP | 34.5 | Q |  |  |  |  | 2.9 | Y | [5 empty] | 2020
64244 | PJM | Anderson 3 | 9234 | Indiana Municipal Power Agency | 40.0817 | -85.642 | 2930 E. 38th Street | Anderson | IN | 46013 | Madison | RFC | PJM | PJM Interconnection, LLC | Solar | Solar Photovoltaic | 1 | SAND3 | 8.7 | 8.7 | 7 | RE | Electric Utility | 13.2 | P |  |  |  |  | 11.3 | Y | [5 empty] | 2021
64245 | PJM | Anderson 5 | 9234 | Indiana Municipal Power Agency | 40.0859 | -85.6322 | 2934 S. Rangeline Rd | Anderson | IN | 46017 | Madison | RFC | PJM | PJM Interconnection, LLC | Solar | Solar Photovoltaic | 1 | SAND5 | 3 | 3 | 2.4 | RE | Electric Utility | 13.2 | P |  |  |  |  | 4.1 | Y | [5 empty] | 2021
64246 | MISO | Peru 2 | 9234 | Indiana Municipal Power Agency | 40.7582 | -86.105 | 1251 W. Blair Pike Road | Peru | IN | 46970 | Miami | RFC | MISO | Midcontinent Independent Transmission System Operator, Inc.. | Solar | Solar Photovoltaic | 1 | PERU2 | 9.5 | 9.5 | 7.6 | RE | Electric Utility | 12.47 | P |  |  |  |  | 12.6 | Y | [5 empty] | 2021
64247 | PJM | Richmond 5 | 9234 | Indiana Municipal Power Agency | 39.8056 | -84.8745 | 2075 Wernle Road | Peru | IN | 46970 | Wayne | RFC | PJM | PJM Interconnection, LLC | Solar | Solar Photovoltaic | 1 | RICH5 | 9 | 9 | 7.2 | RE | Electric Utility | 13.8 | P |  |  |  |  | 11.9 | Y | [5 empty] | 2021
64248 | PJM | Anderson 4 | 9234 | Indiana Municipal Power Agency | 40.0827 | -85.6361 | 3205 S. Rangeline Road | Anderson | IN | 46013 | Madison | RFC | PJM | PJM Interconnection, LLC | Solar | Solar Photovoltaic | 1 | SAND4 | 7.8 | 7.8 | 6.2 | RE | Electric Utility | 13.2 | P |  |  |  |  | 10.4 | Y | [5 empty] | 2021
64249 | PJM | Anderson 6 | 9234 | Indiana Municipal Power Agency | 40.0851 | -85.7467 | 3040 Layton Road | Anderson | IN | 46011 | Madison | RFC | PJM | PJM Interconnection, LLC | Solar | Solar Photovoltaic | 1 | SAND6 | 6.8 | 6.8 | 5.4 | RE | Electric Utility | 13.2 | P |  |  |  |  | 8.8 | Y | [5 empty] | 2022
64250 | MISO | Peru 3 | 9234 | Indiana Municipal Power Agency | 40.7553 | -86.1057 | 1251 W. Blair Pike Road | Peru | IN | 46970 | Miami | RFC | MISO | Midcontinent Independent Transmission System Operator, Inc.. | Solar | Solar Photovoltaic | 1 | PERU3 | 2.9 | 2.9 | 2.3 | RE | Electric Utility | 12.47 | P |  |  |  |  | 3.7 | Y | [5 empty] | 2022
64251 | MISO | Pickford Solar | 62870 | Heritage Sustainable Energy. LLC | 46.1893 | -84.3455 | 811 E.22 mile Rd | Pickford | MI | 49774 | Chippewa | RFC | MISO | Midcontinent Independent Transmission System Operator, Inc.. | Solar | Solar Photovoltaic | 1 | PICK1 | 6.9 | 6.9 | 6.9 | NR | IPP Non-CHP | 12.7 | Q |  |  |  |  | 7.6 | [6 empty] | 2021
64252 | PJM | Richmond 6 | 9234 | Indiana Municipal Power Agency | 39.806 | -84.8783 | 2075 Wernle Road | Richmond | IN | 47374 | Wayne | RFC | PJM | PJM Interconnection, LLC | Solar | Solar Photovoltaic | 1 | RICH6 | 5.3 | 5.3 | 4.3 | RE | Electric Utility | 13.8 | P |  |  |  |  | 7.3 | Y | [5 empty] | 2023
64254 | MISO | Kent School Road Solar 1 | 63860 | Kent School Road Solar 1 | 42.3128 | -89.9034 | 15047 W Kent School Road | Kent | IL | 61044 | Stephenson | SERC | MISO | Midcontinent Independent Transmission System Operator, Inc.. | Solar | Solar Photovoltaic | 1 | KENT | 2 | 2 | 2 | NR | IPP Non-CHP | 12.5 | Q |  |  |  |  | 2.7 | Y | [5 empty] | 2020
64257 | MISO | Schulte 2 Community Solar | 63861 | Schulte 2 Community Solar | 41.0322 | -89.4052 | 701 14th St | Lacon | IL | 61540 | Marshall | SERC | MISO | Midcontinent Independent Transmission System Operator, Inc.. | Solar | Solar Photovoltaic | 1 | SCHU | 2 | 2 | 2 | NR | IPP Non-CHP | 34.5 | Q |  |  |  |  | 2.9 | Y | [5 empty] | 2020
64261 | MISO | Forrest City- Prison Site | 60025 | Greenbacker Renewable Energy Corporation | 34.9795 | -90.806 | 1400 Dale Bumpers Rd | Forrest City | AR | 72335 | St Francis | SERC | MISO | Midcontinent Independent Transmission System Operator, Inc.. | Solar | Solar Photovoltaic | 1 | 361 | 1 | 1 | 1 | NR | IPP Non-CHP | 13.8 | Q |  |  |  |  | 1.3 | Y | [5 empty] | 2021
64262 | MISO | Forrest City- Eldridge Road | 60025 | Greenbacker Renewable Energy Corporation | 35.0379 | -90.8071 | 1130 Eldridge Road | Forrest City | AR | 72335 | St Francis | SERC | MISO | Midcontinent Independent Transmission System Operator, Inc.. | Solar | Solar Photovoltaic | 1 | 453 | 1 | 1 | 1 | NR | IPP Non-CHP | 13.2 | Q |  |  |  |  | 1.3 | Y | [5 empty] | 2021
64263 | SPP | Hot Springs 2020 | 60025 | Greenbacker Renewable Energy Corporation | 34.421 | -93.1949 | 365 Winkler Road | Hot Springs | AR | 71913 | Garland | SERC | SWPP | Southwest Power Pool | Solar | Solar Photovoltaic | 1 | 364 | 1 | 1 | 1 | NR | IPP Non-CHP | 13.2 | Q |  |  |  |  | 1.3 | [6 empty] | 2021
64264 | WECC | Las Virgenes | 60025 | Greenbacker Renewable Energy Corporation | 34.1265 | -118.704 | 3810 Las Virgenes Road | Calabasas | CA | 91302 | Los Angeles | WECC | LDWP | Los Angeles Department of Water and Power | Solar | Solar Photovoltaic | 1 | 298 | 3 | 3 | 3 | NR | IPP Non-CHP | 16.5 | Q |  |  |  |  | 4 | Y | [5 empty] | 2020
64265 | WECC | Rock Creek 2 CSG | 60025 | Greenbacker Renewable Energy Corporation | 37.3995 | -105.9034 | 7524 Rd 12 S. | Alamosa | CO | 81101 | Alamosa | WECC | WACM | Western Area Power Administration - Rocky Mountain Region | Solar | Solar Photovoltaic | 1 | 263 | 1.6 | 1.6 | 1.6 | NR | IPP Non-CHP | 13.2 | Q |  |  |  |  | 2 | [6 empty] | 2020
64266 | WECC | Alamosa Solar South CSG | 60025 | Greenbacker Renewable Energy Corporation | 37.4512 | -105.8592 | 399 Twentieth St | Alamosa | CO | 81101 | Alamosa | WECC | PSCO | Public Service Company of Colorado | Solar | Solar Photovoltaic | 1 | 264 | 1.6 | 1.6 | 1.6 | NR | IPP Non-CHP | 13.2 | Q |  |  |  |  | 2 | Y | [5 empty] | 2021
64267 | WECC | Valencia 2 | 60025 | Greenbacker Renewable Energy Corporation | 33.0218 | -115.5264 | 3575 Highway 111 | Imperial | CA | 92251 | Imperial | WECC | IID | Imperial Irrigation District | Solar | Solar Photovoltaic | 1 | 265 | 3 | 3 | 3 | NR | IPP Non-CHP | 34.5 | Q |  |  |  |  | 4.2 | [6 empty] | 2020
64269 | MISO | Kankakee Solar 4 LLC | 63863 | Kankakee Solar 4 LLC | 41.1193 | -87.8265 | 2801 E Court St. | Kankakee | IL | 60901 | Kankakee | SERC | MISO | Midcontinent Independent Transmission System Operator, Inc.. | Solar | Solar Photovoltaic | 1 | KANK | 2 | 2 | 2 | NR | IPP Non-CHP | 12.5 | Q |  |  |  |  | 2.8 | Y | [5 empty] | 2020
64270 | WECC | ESCA-LL-COLTON, LLC | 62915 | Madison Energy Holdings LLC | 34.0393 | -117.3606 | 2063 Miguel Bustamante Parkway | Colton | CA | 92324 | San Bernardino | WECC | CISO | California Independent System Operator | Solar | Solar Photovoltaic | 1 | COLT1 | 2.6 | 2.6 | 2.6 | NR | IPP Non-CHP | 12.47 | Q |  |  |  |  | 3.3 | [6 empty] | 2021 | 2045
64288 | MISO | Renewable Energy Center at BJH | 19436 | Union Electric Co - (MO) | 38.6365 | -90.2582 | 4456 Duncan Avenue | St Louis | MO | 63110 | St Louis City | SERC | MISO | Midcontinent Independent Transmission System Operator, Inc.. | Solar | Solar Photovoltaic | 1 | RECBJ | 1.6 | 1.57 | 1.57 | RE | Electric Utility | 12.47 | I |  |  |  |  | 1.8 | [6 empty] | 2019
64290 | WECC | SE Athos II, LLC | 63869 | SE Athos II, LLC | 33.7513 | -115.355 | 25250 Rice Rd | Desert Center | CA | 92239 | Riverside | WECC | CISO | California Independent System Operator | Solar | Solar Photovoltaic | 1 | IPAT2 | 200 | 200 | 200 | NR | IPP Non-CHP | 220 | Q |  |  |  |  | 289 | Y | [5 empty] | 2021
64302 | PJM | Lafayette 2 - McHenry Franks 1 | 61944 | MN8 Energy LLC | 42.2516 | -88.5967 | Greenlee St. | Marengo | IL | 60152 | McHenry | RFC | PJM | PJM Interconnection, LLC | Solar | Solar Photovoltaic | 1 | GEN1 | 2 | 2 | 2 | NR | IPP Non-CHP | 12.47 | Q |  |  |  |  | 2.9 | Y | [5 empty] | 2020
64303 | PJM | Lafayette 2 - McHenry Franks 2 | 61944 | MN8 Energy LLC | 42.2148 | -88.4919 | 7814 Seeman Rd | Huntley | IL | 60142 | McHenry | RFC | PJM | PJM Interconnection, LLC | Solar | Solar Photovoltaic | 1 | GEN1 | 2 | 2 | 2 | NR | IPP Non-CHP | 34.5 | Q |  |  |  |  | 2.9 | Y | [5 empty] | 2020
64304 | PJM | Lafayette 2 - Kankakee Yonke | 61944 | MN8 Energy LLC | 41.0973 | -87.8693 | S Schuyler Ave | Kankakee | IL | 60901 | Kankakee | RFC | PJM | PJM Interconnection, LLC | Solar | Solar Photovoltaic | 1 | GEN1 | 2 | 2 | 2 | NR | IPP Non-CHP | 13.2 | Q |  |  |  |  | 2.9 | Y | [5 empty] | 2020
64305 | MISO | TCI France | 13478 | Entergy New Orleans, LLC | 29.9842 | -90.0289 | 3900 France Road | New Orleans | LA | 70126 | Orleans | SERC | MISO | Midcontinent Independent Transmission System Operator, Inc.. | Solar | Solar Photovoltaic | 1 | TCL1 | 1.5 | 1.5 | 1.5 | RE | Electric Utility | 24 | I |  |  |  |  | 2 | [6 empty] | 2019
64306 | MISO | TCI Alvar | 13478 | Entergy New Orleans, LLC | 29.9922 | -90.0286 | 3401 Alvar Street | New Orleans | LA | 70126 | Orleans | SERC | MISO | Midcontinent Independent Transmission System Operator, Inc.. | Solar | Solar Photovoltaic | 1 | TCI2 | 1.9 | 1.9 | 1.9 | RE | Electric Utility | 24 | I |  |  |  |  | 2.4 | [6 empty] | 2019
64307 | MISO | New Orleans Solar Station | 13478 | Entergy New Orleans, LLC | 30.015 | -89.92 | 13800 Old Gentilly Road | New Orleans | LA | 70129 | Orleans | SERC | MISO | Midcontinent Independent Transmission System Operator, Inc.. | Solar | Solar Photovoltaic | 1 | NOSS | 20 | 20 | 20 | RE | Electric Utility | 24 | I |  |  |  |  | 27 | [6 empty] | 2019
64308 | WECC | Dissigno Healdsburg FPV, LLC | 63248 | Palmetto Power Management LLC | 38.5844 | -122.8662 | 340 Foreman Lane | Healdsburg | CA | 95448 | Sonoma | WECC | CISO | California Independent System Operator | Solar | Solar Photovoltaic | 1 | HLDBG | 3 | 3 | 3 | NR | IPP Non-CHP | 12 | Q |  |  |  |  | 4.4 | [6 empty] | 2020
64309 | SPP | Soldier Creek Wind | 63887 | Soldier Creek Wind LLC | 39.6572 | -96.0294 | 656 N Road | Corning | KS | 66417 | Nemaha | MRO | SWPP | Southwest Power Pool | Wind | Onshore Wind Turbine | 1 | SCWKS | 300 | 300 | 300 | NR | IPP Non-CHP | 345 | Q |  | 120 | GE | 295.3 | [7 empty] | 2020
64311 | PJM | Sun Farm VIII, LLC | 63898 | Sun Farm VIII, LLC | 36.06 | -77.75 | 6582 N US HWY 301 | Battleboro | NC | 27809 | Nash | SERC | PJM | PJM Interconnection, LLC | Solar | Solar Photovoltaic | 1 | SFS08 | 4 | 4 | 4 | NR | IPP Non-CHP | 34.5 | Q |  |  |  |  | 5.6 | Y | [5 empty] | 2020
64323 | WECC | Coachella Hills Wind | 2770 | Terra-Gen Operating Co-Wind | 33.9077 | -116.5797 | TBD | Palm Springs | CA | 92258 | Riverside | WECC | CISO | California Independent System Operator | Wind | Onshore Wind Turbine | 1 | CHW | 61.2 | 61.2 | 61.2 | NR | IPP Non-CHP | 230 | Q |  | 17 | Vestas | 300.2 | [7 empty] | 2021
64326 | WECC | Summit Winds | 60025 | Greenbacker Renewable Energy Corporation | 37.7612 | -121.6907 | 4388 Dyer Road | Livermore | CA | 94551 | Alameda | WECC | CISO | California Independent System Operator | Wind | Onshore Wind Turbine | 2 | DYER; FRICK | 57.5 | 56.2 | 56.2 | NR | IPP Non-CHP | 60 | Q |  | 23 | GE | 295.3 | [7 empty] | 2021
64327 | PJM | EDF Ph1 Toms River | 61944 | MN8 Energy LLC | 39.984 | -74.238 | 227 Oak Ridge Parkway | Tom's River | NJ | 8755 | Ocean | RFC | PJM | PJM Interconnection, LLC | Solar | Solar Photovoltaic | 1 | GEN1 | 21.3 | 21.3 | 21.3 | NR | IPP Non-CHP | 34.5 | Q |  |  |  |  | 28.9 | [6 empty] | 2021
64328 | PJM | AES Griggs Solar, LLC | 63893 | AES Griggs Solar, LLC | 41.1913 | -87.6665 | 4848 N. Rte. 1-17 | Grant Park | IL | 60940 | Kankakee | RFC | PJM | PJM Interconnection, LLC | Solar | Solar Photovoltaic | 1 | GRIG | 2 | 2 | 2 | NR | IPP Non-CHP | 12.47 | Q |  |  |  |  | 2.9 | Y | [5 empty] | 2020
64329 | PJM | IGS East Central, LLC | 63894 | IGS East Central, LLC | 41.4717 | -88.0437 | 2600 East Road | Joliet | IL | 60433 | Will | RFC | PJM | PJM Interconnection, LLC | Solar | Solar Photovoltaic | 1 | EAST | 2 | 2 | 2 | NR | IPP Non-CHP | 12.47 | Q |  |  |  |  | 2.3 | Y | [5 empty] | 2020
64330 | PJM | SV CSG Lily Lake 2 LLC | 63895 | SV CSG Lily Lake 2 LLC | 41.9549 | -88.4784 | 6N066 IL-47 | Maple Park | IL | 60151 | Kane | RFC | PJM | PJM Interconnection, LLC | Solar | Solar Photovoltaic | 1 | LILY | 2 | 2 | 2 | NR | IPP Non-CHP | 34.5 | Q |  |  |  |  | 2.9 | Y | [5 empty] | 2020
64331 | PJM | Cedarville Road | 63896 | SRC P9 - Lena Solar, LLC | 42.3719 | -89.808 | 9998 North Cedarville Road | Lena | IL | 61048 | Stephenson | RFC | PJM | PJM Interconnection, LLC | Solar | Solar Photovoltaic | 1 | LENA | 2 | 2 | 2 | NR | IPP Non-CHP | 12.47 | Q |  |  |  |  | 2.6 | Y | [5 empty] | 2020
64332 | WECC | Two Dot Wind Broadview East LLC | 63903 | Two Dot Wind Broadview East LLC | 46.1026 | -108.8066 | 11128 21 Mile Road | Broadview | MT | 59015 | Yellowstone | WECC | NWMT | NorthWestern Energy (NWMT) | Wind | Onshore Wind Turbine | 1 | CHL2 | 1.8 | 1.6 | 1.6 | NR | IPP Non-CHP | 12.47 | Q |  | 1 | GE | 262 | [7 empty] | 2018
64336 | SPP | Little Blue Wind Project, LLC | 63956 | Little Blue Wind Project, LLC | 40.2844 | -98.4076 | 2045 Rd 1800 | Blue Hill | NE | 68930 | Webster | MRO | SWPP | Southwest Power Pool | Wind | Onshore Wind Turbine | 1 | WFW | 250.7 | 250.7 | 250.7 | NR | IPP Non-CHP | 345 | Q |  | 87 | Siemens Gamesa | 285 | [7 empty] | 2021
64339 | SPP | Horizon Hill Wind Project | 63959 | Horizon Hill Wind, LLC | 35.9894 | -97.5895 | TBD | Crescent | OK | 73028 | Logan | MRO | SWPP | Southwest Power Pool | Wind | Onshore Wind Turbine | 1 | HHILL | 201.5 | 201.5 | 201.5 | NR | IPP Non-CHP | 138 | Q |  | 34 | Vestas | 390 | [7 empty] | 2024
64340 | SPP | White Rock West Wind Project | 63960 | White Rock Wind West, LLC | 34.9668 | -98.2569 | TBD | Anadarko | OK | 73005 | Caddo | MRO | SWPP | Southwest Power Pool | Wind | Onshore Wind Turbine | 1 | WRW | 99.5 | 99.5 | 99.5 | NR | IPP Non-CHP | 138 | Q |  | 17 | Vestas | 390.4 | [7 empty] | 2023
64341 | SPP | White Rock East Wind Project | 63961 | White Rock Wind East, LLC | 34.9743 | -98.1852 | TBD | Anadarko | OK | 73005 | Caddo | MRO | SWPP | Southwest Power Pool | Wind | Onshore Wind Turbine | 1 | WRE | 201.5 | 201.5 | 201.5 | NR | IPP Non-CHP | 345 | Q |  | 34 | Vestas | 390 | [7 empty] | 2024
64343 | PJM | 6685 Santa Barbara Ct | 63979 | 6685 Santa Barbara Ct | 39.1896 | -76.743 | 6685 Santa Barbara Ct | Elkridge | MD | 21075 | Howard | RFC | PJM | PJM Interconnection, LLC | Solar | Solar Photovoltaic | 1 | SBAR | 1 | 1 | 1 | NR | IPP Non-CHP | 13.2 | Q |  |  |  |  | 1.5 | Y | [5 empty] | 2020
64352 | WECC | Mtn Solar 6 LLC (CSG) | 61227 | Nautilus Solar Solutions | 40.6136 | -103.2337 | 12030 Hwy 61 | Sterling | CO | 80751 | Logan | WECC | WACM | Western Area Power Administration - Rocky Mountain Region | Solar | Solar Photovoltaic | 1 | SC | 2 | 2 | 2 | NR | IPP Non-CHP | 13.2 | Q |  |  |  |  | 2.8 | Y | [5 empty] | 2022
64353 | WECC | NSE Camber Solar PS11 LLC (CSG) | 61227 | Nautilus Solar Solutions | 40.6136 | -103.2337 | 12030 Hwy 61 | Sterling | CO | 80751 | Logan | WECC | WACM | Western Area Power Administration - Rocky Mountain Region | Solar | Solar Photovoltaic | 1 | SC | 2 | 2 | 2 | NR | IPP Non-CHP | 13.2 | Q |  |  |  |  | 2.8 | Y | [5 empty] | 2022
64355 | WECC | NSE Camber BH CSG 2, LLC | 61227 | Nautilus Solar Solutions | 38.2092 | -103.7473 | 6634 CO 71 | Ordway | CO | 80651 | Crowley | WECC | WACM | Western Area Power Administration - Rocky Mountain Region | Solar | Solar Photovoltaic | 1 | SC | 2 | 2 | 2 | NR | IPP Non-CHP | 13.2 | Q |  |  |  |  | 2.8 | Y | [5 empty] | 2021
64356 | WECC | NSE Camber Solar PS13 LLC (CSG) | 61227 | Nautilus Solar Solutions | 40.6191 | -103.1589 | 12268 Hwy 61 | Sterling | CO | 80751 | Logan | WECC | WACM | Western Area Power Administration - Rocky Mountain Region | Solar | Solar Photovoltaic | 1 | SC | 2 | 2 | 2 | NR | IPP Non-CHP | 13.2 | Q |  |  |  |  | 2.8 | Y | [5 empty] | 2022
64357 | WECC | NSE Camber Solar PS6 LLC CSG | 61227 | Nautilus Solar Solutions | 40.2607 | -104.8242 | 12298 Co Rd 38 | Platteville | CO | 80651 | Weld | WECC | WACM | Western Area Power Administration - Rocky Mountain Region | Solar | Solar Photovoltaic | 1 | SC | 2 | 2 | 2 | NR | IPP Non-CHP | 13.2 | Q |  |  |  |  | 2.8 | Y | [5 empty] | 2022
64358 | WECC | NSE Camber Solar PS5 LLC (CSG) | 61227 | Nautilus Solar Solutions | 40.2502 | -104.8395 | 11489 CR36 | Platteville | CO | 80651 | Weld | WECC | WACM | Western Area Power Administration - Rocky Mountain Region | Solar | Solar Photovoltaic | 1 | SC | 2 | 2 | 2 | NR | IPP Non-CHP | 13.2 | Q |  |  |  |  | 2.8 | Y | [5 empty] | 2022
64359 | WECC | Pivot Solar 12 LLC(CSG) | 61227 | Nautilus Solar Solutions | 40.6136 | -103.2337 | 12030 Hwy 61 | Sterling | CO | 80751 | Logan | WECC | WACM | Western Area Power Administration - Rocky Mountain Region | Solar | Solar Photovoltaic | 1 | SC | 1 | 1 | 1 | NR | IPP Non-CHP | 13.2 | Q |  |  |  |  | 1.4 | Y | [5 empty] | 2022
64360 | PJM | American Goldfinch SCS ACY2 NJ, LLC | 61230 | Arevon Energy, Inc. | 40.0856 | -74.8409 | 1101 E Pearl Street | Burlington | NJ | 8016 | Burlington | NPCC | PJM | PJM Interconnection, LLC | Solar | Solar Photovoltaic | 1 | 30001 | 3.9 | 3.9 | 3.9 | NR | IPP Non-CHP | 0.48 | Q |  |  |  |  | 5.5 | [6 empty] | 2020
64362 | MISO | SCS American Bottoms 009885 Sauget, LLC | 61230 | Arevon Energy, Inc. | 38.5917 | -90.1833 | 1 American Bottoms Road | Sauget | IL | 62201 | St Clair | MRO | MISO | Midcontinent Independent Transmission System Operator, Inc.. | Solar | Solar Photovoltaic | 1 | 30004 | 1.8 | 1.8 | 1.1 | NR | IPP Non-CHP | 4.16 | Q |  |  |  |  | 1.82 | Y | [5 empty] | 2020
64364 | PJM | SCS Beltway 011754 Rock Falls, LLC | 61230 | Arevon Energy, Inc. | 41.767 | -89.6703 | 4 Beltway Lane | Rock Falls | IL | 61071 | Whiteside | MRO | PJM | PJM Interconnection, LLC | Solar | Solar Photovoltaic | 1 | 30005 | 1 | 1 | 1 | NR | IPP Non-CHP | 34.5 | Q |  |  |  |  | 1.3 | [6 empty] | 2020
64365 | SPP | Western Meadowlark Solar SCS NE 1, LLC | 61230 | Arevon Energy, Inc. | 41.889 | -103.649 | Section 12, Township 22N, Rang | Scottsbluff | NE | 69361 | Scotts Bluff | MRO | SWPP | Southwest Power Pool | Solar | Solar Photovoltaic | 1 | 30003 | 4.4 | 4.4 | 4.4 | NR | IPP Non-CHP | 34.5 | Q |  |  |  |  | 5.2 | Y | [5 empty] | 2020
64375 | MISO | Decorah Battery | 9417 | Interstate Power and Light Co | 43.324 | -91.793 | 602 Highland Dr | Decorah | IA | 52101 | Winneshiek | MRO | MISO | Midcontinent Independent Transmission System Operator, Inc.. | Battery | Batteries | 1 | BESS1 | 2.5 | 2.5 | 2.5 | RE | Electric Utility | 13.8 | I | [7 empty] | 2.9 | 2.5 | 2.5 | LIB | 2021
64376 | WECC | Tranquillity ID | 63992 | Tranquillity Solar 1, LLC | 36.648 | -120.2459 | 25347 W. Silveria Ave | Tranquillity | CA | 93668 | Fresno | WECC | CISO | California Independent System Operator | Solar | Solar Photovoltaic | 1 | TRANQ | 1.3 | 1.3 | 1.3 | NR | IPP Non-CHP | 12.47 | Q |  |  |  |  | 1.6 | Y | [5 empty] | 2018
64377 | SPP | Milligan 1 Wind Farm | 63993 | Milligan 1 Wind, LLC | 40.4786 | -97.2206 | 1003 County Rd M | Western | NE | 68464 | Saline | MRO | SWPP | Southwest Power Pool | Wind | Onshore Wind Turbine | 3 | SG275; SG4.5; V110 | 300 | 300 | 300 | NR | IPP Non-CHP | 345 | Q |  | 99 | Siemens Gamesa | 285.4 | [7 empty] | 2020
64379 | PJM | Ridgecrest | 60025 | Greenbacker Renewable Energy Corporation | 38.8468 | -76.9759 | 1910-2001 Ridgecrest CT SE | Washington | DC | 20020 | District of Columbia | RFC | PJM | PJM Interconnection, LLC | Solar | Solar Photovoltaic | 1 | 467 | 1.7 | 1.7 | 1.7 | NR | IPP Non-CHP | 0.48 | Q |  |  |  |  | 2.2 | [6 empty] | 2021
64380 | PJM | Cascades | 60025 | Greenbacker Renewable Energy Corporation | 40.5588 | -74.4565 | 1 Turner Place | Piscataway Township | NJ | 8854 | Middlesex | RFC | PJM | PJM Interconnection, LLC | Solar | Solar Photovoltaic | 1 | 464 | 2 | 2 | 2 | NR | IPP Non-CHP | 1 | Q |  |  |  |  | 2.6 | [6 empty] | 2021
64381 | MISO | Glacier Sands Wind Power, LLC | 63995 | Glacier Sands Wind Power, LLC | 40.2614 | -89.7009 | TBD | Mason City | IL | 62664 | Mason | MRO | MISO | Midcontinent Independent Transmission System Operator, Inc.. | Wind | Onshore Wind Turbine | 1 | GS001 | 185 | 185 | 185 | NR | IPP Non-CHP | 138 | Q |  | 43 | Vestas | 344 | [7 empty] | 2021
64384 | WECC | Amazon TUS2 | 63432 | SkyHigh 2 Solar | 32.1294 | -110.8389 | 6701 South Kolb Road | Tucson | AZ | 85756 | Pima | WECC | TEPC | Tucson Electric Power Company | Solar | Solar Photovoltaic | 1 | ATUS2 | 2.6 | 2.6 | 2.6 | NR | IPP Non-CHP | 0.48 | Q |  |  |  |  | 3.3 | N | [5 empty] | 2022
64385 | PJM | Gliden (Op Zone) | 60025 | Greenbacker Renewable Energy Corporation | 36.3016 | -76.6036 | 646 Gliden Rd | Tyner | NC | 27980 | Chowan | SERC | PJM | PJM Interconnection, LLC | Solar | Solar Photovoltaic | 1 | 304 | 5 | 5 | 5 | NR | IPP Non-CHP | 34.5 | Q |  |  |  |  | 7.2 | Y | [5 empty] | 2020
64386 | WECC | Gilcrest V CSG | 60970 | SunShare Management | 40.318 | -104.7707 | 15250 Country Road 46 | Platteville | CO | 80651 | Weld | WECC | PSCO | Public Service Company of Colorado | Solar | Solar Photovoltaic | 1 | GLCRV | 4.8 | 4.8 | 4.8 | NR | IPP Non-CHP | 12.47 | Q |  |  |  |  | 5 | Y | [5 empty] | 2021
64388 | WECC | TruStile Doors - Denver | 63432 | SkyHigh 2 Solar | 39.8257 | -104.9731 | 1111 E. 7th Avenue | Denver | CO | 80229 | Adams | WECC | PSCO | Public Service Company of Colorado | Solar | Solar Photovoltaic | 1 | TRUCO | 1.2 | 1.2 | 1.2 | NR | IPP Non-CHP | 0.48 | Q |  |  |  |  | 1.5 | [6 empty] | 2021
64391 | WECC | Firestone Walker Brewery - Phase 1 | 63432 | SkyHigh 2 Solar | 35.5959 | -120.6943 | 1400 Ramada Drive | Paso Robles | CA | 93446 | San Luis Obispo | WECC | CISO | California Independent System Operator | Solar | Solar Photovoltaic | 1 | FWBP1 | 1.6 | 1.6 | 1.6 | NR | IPP Non-CHP | 12.47 | Q |  |  |  |  | 2.4 | Y | [5 empty] | 2020
64392 | SPP | Branch Solar Farm | 14063 | Oklahoma Gas & Electric Co | 35.3062 | -93.9258 | 2388 E. Hwy 22 | Branch | AR | 72928 | Franklin | SERC | SWPP | Southwest Power Pool | Solar | Solar Photovoltaic | 1 | CVS1 | 5 | 5 | 5 | RE | Electric Utility | 34.5 | I |  |  |  |  | 6.2 | Y | [5 empty] | 2021
64393 | MISO | Badger Hollow II | 20847 | Wisconsin Electric Power Co | 42.9456 | -90.3494 | 301 Vickerman Rd. | Cobb | WI | 53526 | Iowa | MRO | MISO | Midcontinent Independent Transmission System Operator, Inc.. | Solar | Solar Photovoltaic | 1 | GEN2 | 150 | 150 | 150 | RE | Electric Utility | 138 | I |  |  |  |  | 187.5 | Y | [5 empty] | 2023
64396 | WECC | EMWD - Perris Valley RWRF | 63432 | SkyHigh 2 Solar | 33.76 | -117.1877 | 1301 Case Road | Perris | CA | 92585 | Riverside | WECC | CISO | California Independent System Operator | Solar | Solar Photovoltaic | 1 | EMSJN | 3.4 | 3.4 | 3.4 | NR | IPP Non-CHP | 12 | Q |  |  |  |  | 4.1 | Y | [5 empty] | 2021
64397 | WECC | EMWD - San Jacinto RWRF NEM | 63432 | SkyHigh 2 Solar | 33.7985 | -117.0166 | 770 North Sanderson Avenue | San Jacinto | CA | 92582 | Riverside | WECC | CISO | California Independent System Operator | Solar | Solar Photovoltaic | 1 | EMSJN | 1.3 | 1.3 | 1.3 | NR | IPP Non-CHP | 12 | Q |  |  |  |  | 1.6 | Y | [5 empty] | 2021
64398 | WECC | EMWD - Sun City RWRF | 63432 | SkyHigh 2 Solar | 33.6961 | -117.2186 | 29285 Valley Boulevard | Menifee | CA | 92584 | Riverside | WECC | CISO | California Independent System Operator | Solar | Solar Photovoltaic | 1 | EMSUN | 1.6 | 1.5 | 1.5 | NR | IPP Non-CHP | 0.48 | Q |  |  |  |  | 1.8 | Y | [5 empty] | 2021
64399 | WECC | EMWD - San Jacinto RES BCT | 63432 | SkyHigh 2 Solar | 33.8029 | -117.0236 | 770 North Sanderson Avenue | San Jacinto | CA | 92582 | Riverside | WECC | CISO | California Independent System Operator | Solar | Solar Photovoltaic | 1 | EMRES | 4.2 | 4.2 | 4.2 | NR | IPP Non-CHP | 12 | Q |  |  |  |  | 5.5 | Y | [5 empty] | 2022
64401 | WECC | CSU San Jose State University | 63432 | SkyHigh 2 Solar | 37.334 | -121.884 | 1 Washington Square | San Jose | CA | 95192 | Santa Clara | WECC | CISO | California Independent System Operator | Solar | Solar Photovoltaic | 1 | CSUSJ | 1.7 | 1.7 | 1.7 | NR | IPP Non-CHP | 12.47 | Q |  |  |  |  | 2.1 | [6 empty] | 2021
64402 | WECC | El Dorado County | 63432 | SkyHigh 2 Solar | 38.6981 | -120.8283 | 212 Industrial Drive | Placerville | CA | 95667 | El Dorado | WECC | CISO | California Independent System Operator | Solar | Solar Photovoltaic | 1 | ELDCO | 1.5 | 1.5 | 1.5 | NR | IPP Non-CHP | 0.48 | Q |  |  |  |  | 1.9 | [6 empty] | 2021
64403 | WECC | California State Univ at Channel Islands | 63432 | SkyHigh 2 Solar | 34.1621 | -119.0434 | 1947 Potrero Road | Camarillo | CA | 93446 | Ventura | WECC | CISO | California Independent System Operator | Solar | Solar Photovoltaic | 1 | CSUCI | 3.7 | 3.7 | 3.7 | NR | IPP Non-CHP | 12.47 | Q |  |  |  |  | 4.7 | Y | [5 empty] | 2021
64404 | WECC | Mesa Carport PV | 57369 | Apple, Inc | 33.347 | -111.602 | 3740 S Signal Butte Road | Mesa | AZ | 85212 | Maricopa | WECC | SRP | Salt River Project | Solar | Solar Photovoltaic | 2 | CPTPV; GFTPV | 4.6 | 4.6 | 2.9 | NR | Commercial Non-CHP | 12.47 | COM |  |  |  |  | 4.9 | [6 empty] | 2020
64406 | WECC | EMWD - Moreno Valley RWRF | 63432 | SkyHigh 2 Solar | 33.8683 | -117.2141 | 17140 Kitching Street | Moreno Valley | CA | 92551 | Riverside | WECC | CISO | California Independent System Operator | Solar | Solar Photovoltaic | 1 | EMMOR | 2.4 | 2.4 | 2.4 | NR | IPP Non-CHP | 12 | Q |  |  |  |  | 3 | N | [5 empty] | 2021
64407 | SPP | Flat Ridge 3 | 49893 | Invenergy Services LLC | 37.447 | -98.4002 | 13127 SW 140th Ave | Zenda | KS | 67159 | Kingman | MRO | SWPP | Southwest Power Pool | Wind | Onshore Wind Turbine | 1 | FRW3 | 128 | 128 | 128 | NR | IPP Non-CHP | 345 | Q |  | 62 | Vestas | 262 | [7 empty] | 2021
64411 | PJM | Delanco | 64052 | Delanco Coopertown Rd Solar 2, LLC | 40.0494 | -74.9353 | 900 Cooper Town Road | Delanco Township | NJ | 8075 | Burlington | RFC | PJM | PJM Interconnection, LLC | Solar | Solar Photovoltaic | 1 | DELAN | 2.4 | 2.4 | 2.4 | NR | IPP Non-CHP | 60 | Q |  |  |  |  | 3.1 | [6 empty] | 2021
64413 | MISO | Schull CSG | 64063 | Schull CSG LLC | 43.9164 | -93.9304 | 12294 590th Ave | Mapleton | MN | 56065 | Blue Earth | MRO | MISO | Midcontinent Independent Transmission System Operator, Inc.. | Solar | Solar Photovoltaic | 1 | SCHUL | 1 | 0.4 | 0.2 | NR | IPP Non-CHP | 480 | Q |  |  |  |  | 1.4 | Y | [5 empty] | 2021
64414 | PJM | Pontiac | 64054 | Pontiac Solar, LLC | 40.9181 | -88.625 | 15901 East 2000 North Road | Pontiac | IL | 61764 | Livingston | RFC | PJM | PJM Interconnection, LLC | Solar | Solar Photovoltaic | 1 | PONTC | 2 | 2 | 2 | NR | IPP Non-CHP | 34 | Q |  |  |  |  | 2.7 | Y | [5 empty] | 2021
64415 | PJM | Rockford CSG | 64055 | Rockford Baxter Rd Holdco LLC CSG | 42.1657 | -89.0369 | 3749 Baxter Road | Rockford | IL | 61109 | Winnebago | RFC | PJM | PJM Interconnection, LLC | Solar | Solar Photovoltaic | 1 | ROCKF | 2 | 2 | 2 | NR | IPP Non-CHP | 12 | Q |  |  |  |  | 2.9 | Y | [5 empty] | 2021
64416 | MISO | Sandoval | 64056 | Sandoval Holdco, LLC | 38.5899 | -89.1493 | 29600 Sand Ridge Road | Centralia | IL | 62801 | Clinton | SERC | MISO | Midcontinent Independent Transmission System Operator, Inc.. | Solar | Solar Photovoltaic | 1 | SANDL | 2 | 2 | 2 | NR | IPP Non-CHP | 12 | Q |  |  |  |  | 2.8 | [6 empty] | 2021
64418 | WECC | Big Bear | 60281 | Altus Power America Management, LLC | 34.0153 | -118.1929 | 3820 Union Pacific Ave | Los Angeles | CA | 90023 | Los Angeles | WECC | LDWP | Los Angeles Department of Water and Power | Solar | Solar Photovoltaic | 1 | BB000 | 5.5 | 5.5 | 5.5 | NR | IPP Non-CHP | 34.5 | Q |  |  |  |  | 6.1 | [6 empty] | 2020
64420 | SPP | Scribner Diesel Generation Facility | 64065 | City of Scribner | 41.6684 | -96.6691 | 145 Bridge Street | Scribner | NE | 68057 | Dodge | MRO | SWPP | Southwest Power Pool | Petroleum | Petroleum Liquids | 2 | 1; 2 | 4 | 4 | 4 | RE | Electric Utility | 2.4 | M | [11 empty] | 2020
64422 | PJM | GSPP Onyx New Brunswick LLC | 62719 | Green Street Power Partners | 40.4807 | -74.4818 | 1000 Somerset St | New Brunswick | NJ | 8901 | Middlesex | RFC | PJM | PJM Interconnection, LLC | Solar | Solar Photovoltaic | 4 | NBOE1; NBOE2; NBOE3; NBOE4 | 1.1 | 1.1 | 1.1 | NR | IPP Non-CHP | 0.48 | COM |  |  |  |  | 1.6 | [6 empty] | 2019
64426 | WECC | Wilmot Energy Center LLC | 64002 | Wilmot Energy Center LLC | 32.0435 | -110.8927 | 11425 S Swan Rd | Tucson | AZ | 85756 | Pima | WECC | TEPC | Tucson Electric Power Company | Mixed | Solar Photovoltaic; Batteries | 2 | WIL; WILBA | 160 | 130 | 130 | NR | IPP Non-CHP | 115 | Q |  |  |  |  | 135 | Y |  | 60 | 30 | 30 | LIB | 2021
64427 | WECC | Copperton Solar Plant No. 1 | 49805 | Kennecott Utah Copper | 40.5766 | -112.0846 | TBD | Bingham Canyon | UT | 84006 | Salt Lake | WECC | PACE | PacifiCorp - East | Solar | Solar Photovoltaic | 1 | CSP1 | 5 | 4.88 | 3.14 | NR | Industrial Non-CHP | 138 | IND |  |  |  |  | 5.7 | Y | [5 empty] | 2024
64429 | WECC | Amazon - Stockton - Roof (SCK1) - (CA) | 62856 | Forefront Power, LLC | 37.9117 | -121.1987 | 4532 Newcastle Road | Stockton | CA | 95215 | San Joaquin | WECC | CISO | California Independent System Operator | Solar | Solar Photovoltaic | 1 | 19001 | 2.6 | 2.6 | 2.6 | NR | IPP Non-CHP | 21 | Q |  |  |  |  | 3.4 | [6 empty] | 2023
64431 | MISO | Point Beach Solar | 64081 | Point Beach Solar | 44.2834 | -87.5553 | TBD | Two Creeks | WI | 54241 | Manitowoc | MRO | MISO | Midcontinent Independent Transmission System Operator, Inc.. | Solar | Solar Photovoltaic | 1 | PBS | 100 | 100 | 100 | NR | IPP Non-CHP | 138 | Q |  |  |  |  | 141 | Y | [5 empty] | 2021
64433 | PJM | Black Rock Wind | 64068 | Black Rock Wind Force, LLC | 39.3668 | -79.1083 | 2053 Pinnacle Road | Elk Garden | WV | 26717 | Mineral | RFC | PJM | PJM Interconnection, LLC | Wind | Onshore Wind Turbine | 1 | BRW | 115 | 115 | 115 | NR | IPP Non-CHP | 138 | Q |  | 23 | Siemens Gamesa | 107.5 | [7 empty] | 2022
64438 | WECC | Vallecitos Water District | 64088 | SSA Solar of CA 5, LLC | 33.2125 | -117.177 | 3566 N Twin Oaks Valley Rd | San Marcos | CA | 92069 | San Diego | WECC | CISO | California Independent System Operator | Solar | Solar Photovoltaic | 1 | VALLE | 1.4 | 1.4 | 1.4 | NR | IPP Non-CHP | 12.47 | Q |  |  |  |  | 2.1 | [6 empty] | 2021
64439 | PJM | Pine Road Solar, LLC CSG | 64089 | Pine Road Solar, LLC | 41.6744 | -88.6644 | 14750 Pine Road | Sandwich | IL | 60548 | DeKalb | RFC | PJM | PJM Interconnection, LLC | Solar | Solar Photovoltaic | 1 | PINE | 2 | 2 | 2 | NR | IPP Non-CHP | 34.5 | Q |  |  |  |  | 3 | N | [5 empty] | 2021
64441 | WECC | Valencia 3 | 60025 | Greenbacker Renewable Energy Corporation | 32.8857 | -115.5376 | 20 W. Harris Rd | Imperial | CA | 92251 | Imperial | WECC | IID | Imperial Irrigation District | Solar | Solar Photovoltaic | 1 | 266 | 3 | 3 | 3 | NR | IPP Non-CHP | 12.47 | Q |  |  |  |  | 4.2 | Y | [5 empty] | 2021
64444 | SPP | City of Paris Solar | 61204 | Today's Power, Inc. | 35.301 | -93.734 | 1022 N. Hickory St. | Paris | AR | 72855 | Logan | MRO | SWPP | Southwest Power Pool | Solar | Solar Photovoltaic | 1 | PARIS | 1.5 | 1.5 | 1.5 | RE | Electric Utility | 12.47 | C |  |  |  |  | 1.8 | Y | [5 empty] | 2020
64446 | WECC | Arlington Microgrid | 17470 | PUD No 1 of Snohomish County | 48.1561 | -122.1502 | 17601 - 59th Ave NE | Arlington | WA | 98223 | Snohomish | WECC | BPAT | Bonneville Power Administration | Mixed | Batteries; Solar Photovoltaic | 2 | AMGB; AMGPV | 1.5 | 1.5 | 1.5 | RE | Electric Utility | 12.47 | P |  |  |  |  | 0.6 |  |  | 1.4 | 1 | 1 | LIB | 2019
64450 | PJM | Grissom Solar, LLC | 64118 | Grissom Solar, LLC | 36.2389 | -77.8976 | 1987 Medoc Mountain Rd | Enfield | NC | 27823 | Halifax | SERC | PJM | PJM Interconnection, LLC | Mixed | Solar Photovoltaic; Batteries | 2 | GSF01; GSF02 | 15 | 15 | 15 | NR | IPP Non-CHP | 12.47 | Q |  |  |  |  | 6.9 | N |  | 10 | 5 | 5 | LIB | 2021
64456 | MISO | 13 Mile Solar, LLC | 64103 | 13 Mile Solar, LLC | 42.3267 | -85.0486 | 12998 L Drive N | Battle Creek | MI | 49014 | Calhoun | RFC | MISO | Midcontinent Independent Transmission System Operator, Inc.. | Solar | Solar Photovoltaic | 1 | FAC13 | 2 | 2 | 2 | NR | IPP Non-CHP | 24.9 | Q | Cons.Cetr |  |  |  | 2.9 | Y | [5 empty] | 2020
64457 | MISO | Captain Solar, LLC | 64104 | Captain Solar, LLC | 43.1005 | -83.7816 | 5245 W Stanley Rd | Mt. Morris | MI | 48458 | Genesee | RFC | MISO | Midcontinent Independent Transmission System Operator, Inc.. | Solar | Solar Photovoltaic | 1 | FACCA | 2 | 2 | 2 | NR | IPP Non-CHP | 8.32 | Q | Cons.Cetr |  |  |  | 2.8 | Y | [5 empty] | 2020
64458 | MISO | Coldwater Solar, LLC | 64105 | Coldwater Solar, LLC | 43.0933 | -83.7771 | 4092 Coldwater Rd | Flint | MI | 48504 | Genesee | RFC | MISO | Midcontinent Independent Transmission System Operator, Inc.. | Solar | Solar Photovoltaic | 1 | FAACW | 2 | 2 | 2 | NR | IPP Non-CHP | 8 | Q | Cons.Cetr |  |  |  | 2.7 | Y | [5 empty] | 2020
64459 | MISO | Geddes 1 Solar, LLC | 64106 | Geddes 1 Solar, LLC | 43.4338 | -84.1187 | 2747 N Thomas Rd | Saginaw | MI | 48609 | Saginaw | RFC | MISO | Midcontinent Independent Transmission System Operator, Inc.. | Solar | Solar Photovoltaic | 1 | FACG1 | 2 | 2 | 2 | NR | IPP Non-CHP | 8.32 | Q | Cons.Cetr |  |  |  | 2.9 | Y | [5 empty] | 2020
64460 | MISO | Jack Francis Solar, LLC | 64111 | Jack Francis Solar, LLC | 43.1493 | -83.6792 | 1367 E Dodge Rd | Clio | MI | 48420 | Genesee | RFC | MISO | Midcontinent Independent Transmission System Operator, Inc.. | Solar | Solar Photovoltaic | 1 | FACJF | 2 | 2 | 2 | NR | IPP Non-CHP | 24.9 | Q | Cons.Cetr |  |  |  | 2.8 | Y | [5 empty] | 2020
64461 | MISO | May Shannon Solar, LLC | 64112 | May Shannon Solar, LLC | 43.1511 | -83.6909 | 166 E Dodge Rd | Clio | MI | 48420 | Genesee | RFC | MISO | Midcontinent Independent Transmission System Operator, Inc.. | Solar | Solar Photovoltaic | 1 | FACMS | 2 | 2 | 2 | NR | IPP Non-CHP | 24.9 | Q | Cons.Cetr |  |  |  | 2.8 | Y | [5 empty] | 2020
64462 | MISO | Stoneheart Solar, LLC | 64113 | Stoneheart Solar, LLC | 43.5068 | -83.9966 | 4097 Pierce Rd | Saginaw | MI | 48604 | Saginaw | RFC | MISO | Midcontinent Independent Transmission System Operator, Inc.. | Solar | Solar Photovoltaic | 1 | FACSH | 2 | 2 | 2 | NR | IPP Non-CHP | 8.32 | Q | Cons.Cetr |  |  |  | 2.8 | Y | [5 empty] | 2020
64463 | MISO | Workman Road Solar Farm, LLC | 64114 | Workman Road Solar Farm, LLC | 44.2736 | -85.212 | 5731 Workman Road | Lake City | MI | 49651 | Missaukee | RFC | MISO | Midcontinent Independent Transmission System Operator, Inc.. | Solar | Solar Photovoltaic | 1 | FACWR | 2 | 2 | 2 | NR | IPP Non-CHP | 24.9 | Q | Cons.Cetr |  |  |  | 2.8 | Y | [5 empty] | 2020
64464 | MISO | Clendenin A Community Solar, LLC CSG | 64098 | Clendenin A Community Solar, LLC | 37.8292 | -89.0115 | 820 E. Mine B. Rd. | Herrin | IL | 62948 | Williamson | SERC | MISO | Midcontinent Independent Transmission System Operator, Inc.. | Solar | Solar Photovoltaic | 1 | CLEN | 2 | 2 | 2 | NR | IPP Non-CHP | 12.47 | Q |  |  |  |  | 2.9 | [6 empty] | 2021
64465 | MISO | Kern A Community Solar, LLC CSG | 64099 | Kern A Community Solar, LLC | 37.8975 | -88.9524 | 12154 IL-149 | West Frankfort | IL | 62896 | Franklin | SERC | MISO | Midcontinent Independent Transmission System Operator, Inc.. | Solar | Solar Photovoltaic | 1 | KERN | 2 | 2 | 2 | NR | IPP Non-CHP | 12.47 | Q |  |  |  |  | 2.8 | [6 empty] | 2021
64466 | MISO | Lukuc B Community Solar LLC CSG | 64100 | Lukuc B Community Solar LLC | 37.8362 | -89.0424 | 3101 Big Buck Hill | Herrin | IL | 62948 | Williamson | SERC | MISO | Midcontinent Independent Transmission System Operator, Inc.. | Solar | Solar Photovoltaic | 1 | LUKC | 2 | 2 | 2 | NR | IPP Non-CHP | 12.47 | Q |  |  |  |  | 2.9 | [6 empty] | 2021
64467 | PJM | CSG Mt. Morris 2, LLC | 64101 | CSG Mt. Morris 2, LLC | 42.0657 | -89.4331 | 3620 N Mt. Morris RD | Mt. Morries | IL | 61054 | Ogle | RFC | PJM | PJM Interconnection, LLC | Solar | Solar Photovoltaic | 1 | MTMO | 2 | 2 | 2 | NR | IPP Non-CHP | 34.5 | Q |  |  |  |  | 2.9 | [6 empty] | 2021
64468 | PJM | Tower Road Solar, LLC CSG | 64102 | Tower Road Solar, LLC | 41.8052 | -88.9252 | 10480 Tower Rd | Lee | IL | 60530 | Dekalb | RFC | PJM | PJM Interconnection, LLC | Solar | Solar Photovoltaic | 1 | BOIG | 2 | 2 | 2 | NR | IPP Non-CHP | 12.47 | Q |  |  |  |  | 3 | [6 empty] | 2021
64470 | MISO | Interchange Solar, LLC | 64107 | Interchange Solar, LLC | 43.0999 | -83.771 | 6258 N Linden Rd | Mt. Morris | MI | 48458 | Genesee | RFC | MISO | Midcontinent Independent Transmission System Operator, Inc.. | Solar | Solar Photovoltaic | 1 | FACIC | 2 | 2 | 2 | NR | IPP Non-CHP | 8.32 | Q | Cons.Cetr |  |  |  | 2.8 | Y | [5 empty] | 2020
64471 | WECC | Byron Highway Solar | 64095 | RPCA Solar 3, LLC | 37.8471 | -121.6173 | 16301 Byron Highway | Byron | CA | 94514 | Contra Costa | WECC | CISO | California Independent System Operator | Solar | Solar Photovoltaic | 1 | BYHWY | 5 | 5 | 5 | NR | IPP Non-CHP | 12 | Q | BRENTWOD_2_N006 |  |  |  | 7 | Y | [5 empty] | 2022
64473 | SPP | Norman Solar | 64083 | DG Central 1, LLC | 35.2269 | -97.3604 | 5550 E Robinson St | Norman | OK | 73026 | Cleveland | MRO | SWPP | Southwest Power Pool | Solar | Solar Photovoltaic | 1 | NORMN | 2 | 2 | 2 | NR | IPP Non-CHP | 24.9 | Q |  |  |  |  | 2.8 | Y | [5 empty] | 2021
64479 | MISO | Novel Handeland Solar LLC (CSG) | 63359 | REA Investments, LLC | 44.7821 | -95.7858 | 2303 Wycliff Street Floor 3 | Clarkfield | MN | 55114 | Yellow Medicine | MRO | MISO | Midcontinent Independent Transmission System Operator, Inc.. | Solar | Solar Photovoltaic | 1 | HNDLD | 1 | 1 | 1 | NR | IPP Non-CHP | 480 | Q |  |  |  |  | 1.4 | N | [5 empty] | 2022
64480 | MISO | Rice Two Solar CSG | 64147 | Rice Community Solar Two LLC | 44.2201 | -93.4576 | 9713 255th Street West | Morrison | MN | 55052 | Rice | MRO | MISO | Midcontinent Independent Transmission System Operator, Inc.. | Solar | Solar Photovoltaic | 1 | TC3 | 0.8 | 0.8 | 0.8 | NR | IPP Non-CHP | 12.47 | Q |  |  |  |  | 1.2 | Y | [5 empty] | 2021
64481 | WECC | Arlington Energy Center II | 64144 | Arlington Energy Center II | 33.6909 | -114.7749 | Dracker Drive | Blythe | CA | 92225 | Riverside | WECC | CISO | California Independent System Operator | Mixed | Solar Photovoltaic; Batteries | 3 | AEC1; AEC2; AEC2B | 365 | 365 | 365 | NR | IPP Non-CHP | 220 | Q |  |  |  |  | 318.7 | Y |  | 528 | 132 | 132 | LIB | 2022
64482 | MISO | Novel Stavem Solar LLC CSG | 63359 | REA Investments, LLC | 45.6668 | -95.4019 | 16420 230th Ave | Glenwood | MN | 56334 | Pope | MRO | MISO | Midcontinent Independent Transmission System Operator, Inc.. | Solar | Solar Photovoltaic | 1 | STAVM | 1 | 1 | 1 | NR | IPP Non-CHP | 480 | Q |  |  |  |  | 1.4 | N | [5 empty] | 2021
64483 | MISO | Novel Sunnyfield Farms Solar LLC CSG | 63359 | REA Investments, LLC | 44.2459 | -92.5462 | 43724 595th St | Mazeppa | MN | 55956 | Wabasha | MRO | MISO | Midcontinent Independent Transmission System Operator, Inc.. | Solar | Solar Photovoltaic | 1 | SNYFD | 1 | 1 | 1 | NR | IPP Non-CHP | 480 | Q |  |  |  |  | 1.4 | N | [5 empty] | 2022
64484 | MISO | Novel Schroeder Solar LLC CSG | 63359 | REA Investments, LLC | 44.8042 | -95.2056 | 23594 840th Avenue | Renville | MN | 56284 | Renville | MRO | MISO | Midcontinent Independent Transmission System Operator, Inc.. | Solar | Solar Photovoltaic | 1 | SCRDR | 1 | 1 | 1 | NR | IPP Non-CHP | 480 | Q |  |  |  |  | 1.4 | N | [5 empty] | 2023
64485 | MISO | Novel Caroline Solar, LLC CSG | 63359 | REA Investments, LLC | 45.4726 | -92.8992 | 36000 Kost Trl | North Branch | MN | 55056 | Chisago | MRO | MISO | Midcontinent Independent Transmission System Operator, Inc.. | Solar | Solar Photovoltaic | 1 | CRLNE | 1 | 1 | 1 | NR | IPP Non-CHP | 480 | Q |  |  |  |  | 1.4 | N | [5 empty] | 2023
64486 | MISO | Novel David Solar LLC CSG | 63359 | REA Investments, LLC | 44.0004 | -93.5016 | 29995 State Hwy 13 | Waseca | MN | 56093 | Waseca | MRO | MISO | Midcontinent Independent Transmission System Operator, Inc.. | Solar | Solar Photovoltaic | 1 | DAVID | 1 | 1 | 1 | NR | IPP Non-CHP | 480 | Q |  |  |  |  | 1.4 | N | [5 empty] | 2022
64487 | MISO | Novel Huneke Solar LLC CSG | 63359 | REA Investments, LLC | 44.2673 | -92.6649 | 47054 180th Avenue | Zumbrota | MN | 55992 | Goodhue | MRO | MISO | Midcontinent Independent Transmission System Operator, Inc.. | Solar | Solar Photovoltaic | 1 | HNKE | 1 | 1 | 1 | NR | IPP Non-CHP | 480 | Q |  |  |  |  | 1.4 | N | [5 empty] | 2021
64488 | MISO | Novel Denzer Solar LLC CSG | 63359 | REA Investments, LLC | 44.1011 | -91.7629 | 25915 Stewart Valley Drive | Minnesota City | MN | 55959 | Winona | MRO | MISO | Midcontinent Independent Transmission System Operator, Inc.. | Solar | Solar Photovoltaic | 1 | DNZR | 1 | 1 | 1 | NR | IPP Non-CHP | 480 | Q |  |  |  |  | 1.4 | N | [5 empty] | 2022
64489 | WECC | Resurgence Solar | 64135 | Resurgence Solar | 35.0066 | -117.5448 | 41100 US Highway 395 | Boron | CA | 93516 | San Bernardino | WECC | CISO | California Independent System Operator | Mixed | Solar Photovoltaic; Batteries | 2 | GEN1; GEN2 | 165 | 165 | 165 | NR | IPP Non-CHP | 115 | Q |  |  |  |  | 108.9 | Y |  | 300 | 75 | 75 | OTH | 2023
64496 | MISO | Hendershot Solar, LLC | 64143 | Hendershot Solar, LLC | 41.9826 | -83.8885 | 6620 Hendershot Hwy | Tecumseh | MI | 49286 | Lenawee | RFC | MISO | Midcontinent Independent Transmission System Operator, Inc.. | Solar | Solar Photovoltaic | 1 | FACHE | 2 | 2 | 2 | NR | IPP Non-CHP | 12.47 | Q | Cons.Cetr |  |  |  | 2.8 | Y | [5 empty] | 2021
64497 | MISO | Hazel Solar, LLC | 64142 | Hazel Solar, LLC | 43.4022 | -85.4535 | 1301 Hazel St | Howard City | MI | 49239 | Montcalm | RFC | MISO | Midcontinent Independent Transmission System Operator, Inc.. | Solar | Solar Photovoltaic | 1 | FACHA | 2 | 2 | 2 | NR | IPP Non-CHP | 24.9 | Q | Cons.Cetr |  |  |  | 2.8 | Y | [5 empty] | 2021
64498 | MISO | Geddes 2 Solar, LLC | 64141 | Geddes 2 Solar, LLC | 43.428 | -84.1193 | 10335 Geddes Rd | Saginaw | MI | 48609 | Saginaw | RFC | MISO | Midcontinent Independent Transmission System Operator, Inc.. | Solar | Solar Photovoltaic | 1 | FACG2 | 2 | 2 | 2 | NR | IPP Non-CHP | 8.32 | Q | Cons.Cetr |  |  |  | 2.8 | Y | [5 empty] | 2021
64499 | MISO | Bullhead Solar, LLC | 64140 | Bullhead Solar, LLC | 41.9602 | -84.6738 | 3250 Bean Rd | Fayette | MI | 49250 | Hillsdale | RFC | MISO | Midcontinent Independent Transmission System Operator, Inc.. | Solar | Solar Photovoltaic | 1 | FACBH | 2 | 2 | 2 | NR | IPP Non-CHP | 8.32 | Q | Cons.Cetr |  |  |  | 2.8 | Y | [5 empty] | 2021
64500 | MISO | Angola Solar, LLC | 64139 | Angola Solar, LLC | 41.8348 | -85.0074 | 540 S. Angola Rd | Coldwater | MI | 49036 | Branch | RFC | MISO | Midcontinent Independent Transmission System Operator, Inc.. | Solar | Solar Photovoltaic | 1 | FACAN | 2 | 2 | 2 | NR | IPP Non-CHP | 8.32 | Q | Cons.Cetr |  |  |  | 2.8 | Y | [5 empty] | 2021
64502 | PJM | 7448 Candlewood Road | 60268 | Hartz Solar, LLC | 39.16 | -76.7 | 7448 Candlewood Road | Hanover | MD | 21076 | Anne Arundel | RFC | PJM | PJM Interconnection, LLC | Solar | Solar Photovoltaic | 1 | 1 | 1.5 | 1.5 | 1.2 | NR | Commercial Non-CHP | 0.48 | COM |  |  |  |  | 1.9 | [6 empty] | 2020
64503 | MISO | Palmer Community Solar LLC CSG | 64149 | Palmer Community Solar LLC | 45.4914 | -92.7937 | 15505 375th St. | North Branch | MN | 55056 | Chisago | MRO | MISO | Midcontinent Independent Transmission System Operator, Inc.. | Solar | Solar Photovoltaic | 1 | PALM | 1 | 1 | 1 | NR | IPP Non-CHP | 0.48 | Q |  |  |  |  | 1.5 | Y | [5 empty] | 2021
64504 | MISO | Medin 2 Community Solar LLC CSG | 64150 | Medin 2 Community Solar LLC | 45.48 | -92.7764 | 36861 Park Trl | Center City | MN | 55012 | Chisago | MRO | MISO | Midcontinent Independent Transmission System Operator, Inc.. | Solar | Solar Photovoltaic | 1 | MED2 | 1 | 1 | 1 | NR | IPP Non-CHP | 0.48 | Q |  |  |  |  | 1.5 | Y | [5 empty] | 2021
64505 | WECC | Flathead Landfill to Gas Energy Facility | 6395 | Flathead Electric Coop Inc | 48.3131 | -114.3421 | 4098 U.S. Highway 93 | Kalispell | MT | 59901 | Flathead | WECC | BPAT | Bonneville Power Administration | Other | Landfill Gas | 2 | LFGE1; LFGE2 | 3.2 | 3.2 | 3.2 | RE | Electric Utility | 12.47 | C | [11 empty] | 2009
64506 | MISO | Cokato CSG | 64148 | Cokato Holdco LLC | 45.0872 | -94.2156 | 4628 Quimby Ave SW | Cokato | MN | 55321 | Wright | MRO | MISO | Midcontinent Independent Transmission System Operator, Inc.. | Solar | Solar Photovoltaic | 1 | COK | 4 | 4 | 4 | NR | IPP Non-CHP | 0.48 | Q |  |  |  |  | 5 | Y | [5 empty] | 2021
64517 | WECC | Department of Justice | 58970 | Ecoplexus, Inc | 38.5481 | -121.4485 | 4949 Broadway | Sacramento | CA | 95820 | Sacramento | WECC | BANC | Balancing Authority of Northern California | Solar | Solar Photovoltaic | 1 | DOJ | 2.4 | 2.4 | 2.4 | NR | IPP Non-CHP | 0.48 | Q |  |  |  |  | 2.8 | Y | [5 empty] | 2020
64518 | WECC | CA Institute for Women | 58970 | Ecoplexus, Inc | 33.9497 | -117.6364 | 16756 Chino Corona Rd | Chino | CA | 91708 | San Bernardino | WECC | CISO | California Independent System Operator | Solar | Solar Photovoltaic | 1 | CIW | 1 | 1 | 1 | NR | IPP Non-CHP | 12 | Q |  |  |  |  | 1.3 | Y | [5 empty] | 2020
64519 | WECC | Centinela State Prison | 58970 | Ecoplexus, Inc | 32.8258 | -115.7829 | 2302 Brown Rd | Sacramento | CA | 92251 | Imperial | WECC | IID | Imperial Irrigation District | Solar | Solar Photovoltaic | 1 | CENSP | 6 | 6 | 6 | NR | IPP Non-CHP | 12.47 | Q |  |  |  |  | 8.2 | Y | [5 empty] | 2019
64521 | WECC | Calipatria State Prison | 58970 | Ecoplexus, Inc | 33.1631 | -115.4848 | 7018 Blair Rd | Calipatria | CA | 92233 | Imperial | WECC | IID | Imperial Irrigation District | Solar | Solar Photovoltaic | 1 | CALSP | 6 | 6 | 6 | NR | IPP Non-CHP | 12.47 | Q |  |  |  |  | 8.2 | Y | [5 empty] | 2019
64523 | WECC | Atascadero State Hospital | 58970 | Ecoplexus, Inc | 35.4633 | -120.634 | 10333 El Camino Real | Atascadero | CA | 93422 | San Luis Obispo | WECC | CISO | California Independent System Operator | Solar | Solar Photovoltaic | 1 | ATASC | 1.1 | 1.1 | 1.1 | NR | IPP Non-CHP | 12.47 | Q |  |  |  |  | 1.4 | Y | [5 empty] | 2020
64524 | SPP | SoCore Clovis 1 | 64160 | SoCore Clovis 1 LLC | 34.423 | -103.2541 | 3701 Coyote Rd | Clovis | NM | 88101 | Curry | WECC | SWPP | Southwest Power Pool | Solar | Solar Photovoltaic | 1 | 79100 | 2 | 2 | 2 | NR | IPP Non-CHP | 12.47 | Q |  |  |  |  | 2.5 | Y | [5 empty] | 2021
64535 | PJM | Camden Solar LLC | 64170 | Camden Solar LLC | 36.3079 | -76.1445 | 113 NC Hwy 343 | South Camden | NC | 27921 | Camden | SERC | PJM | PJM Interconnection, LLC | Solar | Solar Photovoltaic | 1 | KOV4A | 20 | 20 | 20 | NR | IPP Non-CHP | 34.5 | Q |  |  |  |  | 29.3 | Y | [5 empty] | 2021 | 2056
64552 | MISO | Downtown Generation Plant | 7626 | City of Greenfield - (IA) | 41.304 | -94.4605 | 116 SE Jackson St. | Greenfield | IA | 50849 | Adair | MRO | MISO | Midcontinent Independent Transmission System Operator, Inc.. | Petroleum | Petroleum Liquids | 2 | 1; 2 | 5 | 5 | 5 | RE | Electric Utility | 12.47 | M | ALTW.ALTW | [10 empty] | 2020
64553 | PJM | Riverstart Solar Park LLC | 64181 | Riverstart Solar Park LLC | 40.0462 | -85.0451 | 3999 W 700 S | Modoc | IN | 47358 | Randolph | RFC | PJM | PJM Interconnection, LLC | Solar | Solar Photovoltaic | 1 | GEN01 | 200 | 200 | 200 | NR | IPP Non-CHP | 345 | Q |  |  |  |  | 220 | Y | [5 empty] | 2021
64563 | MISO | Novel Stein Solar LLC CSG | 63359 | REA Investments, LLC | 45.3891 | -92.6761 | 496 Herberg Rd | Taylors Falls | MN | 55084 | Chisago | MRO | MISO | Midcontinent Independent Transmission System Operator, Inc.. | Solar | Solar Photovoltaic | 1 | STEIN | 1 | 1 | 1 | NR | IPP Non-CHP | 480 | Q |  |  |  |  | 1.4 | N | [5 empty] | 2022
64564 | WECC | Arlington Energy Center III | 64199 | Arlington Energy Center III | 33.6909 | -114.7749 | Dracker Drive | Blythe | CA | 92225 | Riverside | WECC | CISO | California Independent System Operator | Mixed | Solar Photovoltaic; Batteries | 2 | AEC3; AEC3B | 241 | 241 | 241 | NR | IPP Non-CHP | 220 | Q |  |  |  |  | 164 | Y |  | 440 | 110 | 110 | LIB | 2022
64566 | WECC | Central Line Solar, LLC | 61012 | AES Distributed Energy | 32.8343 | -111.568 | 1100 W CORNMAN ROAD | Coolidge | AZ | 85131 | Pinal | WECC | SRP | Salt River Project | Solar | Solar Photovoltaic | 1 | CNTRL | 100 | 100 | 100 | NR | IPP Non-CHP | 230 | Q |  |  |  |  | 125 | Y | [5 empty] | 2022
64567 | MISO | Cement City Solar, LLC | 61012 | AES Distributed Energy | 42.0845 | -84.1353 | TBD | Cement City | MI | 49233 | Lenawee | RFC | MISO | Midcontinent Independent Transmission System Operator, Inc.. | Solar | Solar Photovoltaic | 1 | CMCTY | 20 | 20 | 20 | NR | IPP Non-CHP | 46 | Q |  |  |  |  | 26 | Y | [5 empty] | 2023
64568 | MISO | Letts Creek Solar, LLC | 61012 | AES Distributed Energy | 42.2746 | -84.1353 | TBD | Grass Lake | MI | 49240 | Jackson | RFC | MISO | Midcontinent Independent Transmission System Operator, Inc.. | Solar | Solar Photovoltaic | 1 | LETTS | 15 | 15 | 15 | NR | IPP Non-CHP | 46 | Q |  |  |  |  | 19.9 | [6 empty] | 2022
64579 | WECC | Broadway 2 - UC Riverside | 61944 | MN8 Energy LLC | 33.9703 | -117.331 | 4015 Canyon Crest Dr. | Riverside | CA | 92507 | Riverside | WECC | CISO | California Independent System Operator | Solar | Solar Photovoltaic | 1 | GEN1 | 3 | 3 | 3 | NR | IPP Non-CHP | 12 | Q |  |  |  |  | 3.2 | Y | [5 empty] | 2014
64580 | WECC | Broadway 2 - Tucson Phase II | 61944 | MN8 Energy LLC | 32.2482 | -111.2611 | 14199 W Mile Wide Rd. | Tucson | AZ | 85714 | Pima | WECC | TEPC | Tucson Electric Power Company | Solar | Solar Photovoltaic | 1 | GEN | 3 | 3 | 3 | NR | IPP Non-CHP | 24.9 | Q |  |  |  |  | 3.8 | Y | [5 empty] | 2013
64581 | MISO | Pullman Solar, LLC | 61012 | AES Distributed Energy | 42.4716 | -86.0969 | TBD | Lee Township | MI | 49450 | Allegan | RFC | MISO | Midcontinent Independent Transmission System Operator, Inc.. | Solar | Solar Photovoltaic | 1 | PULMN | 20 | 20 | 20 | NR | IPP Non-CHP | 46 | Q |  |  |  |  | 26.1 | Y | [5 empty] | 2022
64590 | MISO | O'Brien Solar Fields | 11479 | Madison Gas & Electric Co | 42.9977 | -89.4589 | 2652 S Seminole HWY | Fitchburg | WI | 53593 | Dane | MRO | MISO | Midcontinent Independent Transmission System Operator, Inc.. | Solar | Solar Photovoltaic | 3 | OBSFN; OBSFS; OBSFW | 22.1 | 22.1 | 22.1 | RE | Electric Utility | 13.8 | I | MGE.OBRIEN_N; MGE.OBRIEN_S; MGE.OBRIEN_W |  |  |  | 24.2 | Y | [5 empty] | 2021
64600 | WECC | Prologis L.P | 62067 | Powerflex | 37.725 | -121.5298 | 188 South Mountain House Parkw | Tracy | CA | 95377 | San Joaquin | WECC | CISO | California Independent System Operator | Solar | Solar Photovoltaic | 1 | PLDPL | 3 | 3 | 3 | NR | IPP Non-CHP | 0.48 | COM |  |  |  |  | 3.8 | [6 empty] | 2018
64601 | WECC | County of San Diego COC Hybrid | 62854 | Solar Star California LXXVIII, LLC | 32.8336 | -117.1311 | 5500 Overland Ave. | San Diego | CA | 92123 | San Diego | WECC | CISO | California Independent System Operator | Mixed | Batteries; Solar Photovoltaic | 2 | ESS; PV | 2.1 | 2.2 | 1.6 | NR | IPP Non-CHP | 15 | Q |  |  |  |  | 2.2 |  |  | 1 | 0.4 | 0.4 | LIB | 2020
64602 | PJM | Kirby Road Solar, LLC | 61227 | Nautilus Solar Solutions | 38.779 | -76.9237 | 8100 Temple Hill Rd | Clinton | MD | 20735 | Prince Georges | RFC | PJM | PJM Interconnection, LLC | Solar | Solar Photovoltaic | 1 | KBR | 1.3 | 1.3 | 1.3 | NR | IPP Non-CHP | 13.2 | Q |  |  |  |  | 2 | [6 empty] | 2021
64604 | PJM | MNCPPC Randall Farm | 60531 | Standard Solar | 38.8316 | -76.8031 | 4200 Ritchie-Marlboro RD | Upper Marlboro | MD | 20772 | Prince Georges | SERC | PJM | PJM Interconnection, LLC | Solar | Solar Photovoltaic | 1 | X0009 | 1.4 | 1.4 | 1.4 | NR | IPP Non-CHP | 13.8 | Q |  |  |  |  | 1.8 | [6 empty] | 2020
64606 | PJM | Burns Solar One LLC | 61227 | Nautilus Solar Solutions | 39.4765 | -76.8545 | 715 Westminster Pike | Reisterstown | MD | 21136 | Baltimore | RFC | PJM | PJM Interconnection, LLC | Solar | Solar Photovoltaic | 1 | 64606 | 2 | 2 | 2 | NR | IPP Non-CHP | 13.2 | Q |  |  |  |  | 4.8 | [6 empty] | 2020
64607 | WECC | MC6 Hydro Facility | 64221 | MC6 Hydro Facility | 43.4855 | -116.355 | 455 South Eagle Road | Kuna | ID | 83634 | Ada | WECC | IPCO | Idaho Power Company | Other | Conventional Hydroelectric | 1 | GEN1 | 2.3 | 2.3 | 2.3 | NR | IPP Non-CHP | 24 | Q | [11 empty] | 2021
64608 | PJM | Hostetter Solar One, LLC | 61227 | Nautilus Solar Solutions | 39.6645 | -77.7006 | 20524 Leitersburg Pike | Hagerstown | MD | 21742 | Washington | RFC | PJM | PJM Interconnection, LLC | Solar | Solar Photovoltaic | 1 | 64608 | 2 | 2 | 2 | NR | IPP Non-CHP | 12.5 | Q |  |  |  |  | 2.8 | [6 empty] | 2020
64610 | PJM | Amazon MDW6 Solar Project | 64220 | Solar Star Prime 5, LLC | 41.6721 | -88.1155 | 1125 W Remington Blvd. | Romeoville | IL | 60446 | Will | RFC | PJM | PJM Interconnection, LLC | Solar | Solar Photovoltaic | 1 | MDW6 | 1.9 | 1.9 | 1.6 | NR | IPP Non-CHP | 0.48 | Q |  |  |  |  | 3 | [6 empty] | 2020
64611 | WECC | SEPV Sierra | 64229 | SEPV Sierra, LLC | 34.733 | -118.1385 | 450 West Avenue G | Lancaster | CA | 93534 | Los Angeles | WECC | CISO | California Independent System Operator | Mixed | Batteries; Solar Photovoltaic | 2 | 1; 2 | 11.3 | 11.3 | 11.3 | NR | IPP Non-CHP | 12 | Q | LNCSTRC1_7_N003 |  |  |  | 3 | Y |  | 3.4 | 6 | 6 | LIB | 2020
64612 | WECC | Kearny North Energy Storage | 16609 | San Diego Gas & Electric Co | 32.8335 | -117.1344 | 9190 Clairmont Mesa Blvd. | San Diego | CA | 92123 | San Diego | WECC | CISO | California Independent System Operator | Battery | Batteries | 1 | KNES | 10 | 10 | 10 | RE | Electric Utility | 12 | I | [7 empty] | 40 | 10 | 10 | LIB | 2022
64614 | WECC | Kearny South Energy Storage | 16609 | San Diego Gas & Electric Co | 32.8329 | -117.1323 | 9190 Clairmont Mesa Blvd. | San Diego | CA | 92123 | San Diego | WECC | CISO | California Independent System Operator | Battery | Batteries | 1 | KSES | 10 | 10 | 10 | RE | Electric Utility | 12 | I | [7 empty] | 40 | 10 | 10 | LIB | 2022
64622 | WECC | Diamond H Dairy Power | 64240 | Madera DP 2, LLC | 37.0162 | -120.3728 | 9564 Avenue 18 1/2 | Chowchilla | CA | 93610 | Madera | WECC | CISO | California Independent System Operator | Other | Other Waste Biomass | 2 | GEN1; GEN2 | 2 | 2 | 2 | NR | IPP Non-CHP | 12.47 | Q | [11 empty] | 2021
64623 | MISO | Freeborn Wind Farm | 13781 | Northern States Power Co - Minnesota | 43.5131 | -93.1886 | 10854 840th Ave | Glenville | MN | 56036 | Freeborn | MRO | MISO | Midcontinent Independent Transmission System Operator, Inc.. | Wind | Onshore Wind Turbine | 1 | FBW01 | 218 | 200 | 200 | RE | Electric Utility | 161 | I | ALTW.FRBRN.WND | 100 | Vestas | 262 | [7 empty] | 2021
64624 | WECC | Hudson - High Desert Hybrid | 61944 | MN8 Energy LLC | 34.6365 | -117.3724 | 20904 Helendale Rd. | Victorville | CA | 92394 | San Bernardino | WECC | CISO | California Independent System Operator | Mixed | Batteries; Solar Photovoltaic | 2 | BESS1; GEN1 | 150 | 150 | 150 | NR | IPP Non-CHP | 230 | Q |  |  |  |  | 130.4 | Y |  | 50 | 50 | 50 | LIB | 2021
64628 | PJM | Slidematic at Rockford | 63511 | Luminace Solar Illinois 2, LLC | 42.2061 | -89.0744 | 1303 Samuelson Road | Rockford | IL | 61109 | Winnebago | RFC | PJM | PJM Interconnection, LLC | Solar | Solar Photovoltaic | 1 | SLIDE | 1.8 | 1.8 | 1.8 | NR | IPP Non-CHP | 0.48 | Q |  |  |  |  | 2.5 | Y | [5 empty] | 2022
64629 | MISO | JM Huber at Quincy | 63511 | Luminace Solar Illinois 2, LLC | 39.8591 | -91.3997 | 1700 Turtle Lake Rd | Quincy | IL | 62305 | Adams | SERC | MISO | Midcontinent Independent Transmission System Operator, Inc.. | Solar | Solar Photovoltaic | 1 | JMH | 1.5 | 1.5 | 1.5 | NR | IPP Non-CHP | 0.48 | Q |  |  |  |  | 1.8 | [6 empty] | 2021
64630 | WECC | Rabbitbrush Solar, LLC | 50123 | Leeward Asset Management, LLC | 34.83 | -118.32 | TBD | Rosamond | CA | 93560 | Kern | WECC | CISO | California Independent System Operator | Mixed | Solar Photovoltaic; Batteries | 2 | GEN01; RBBAT | 120 | 120 | 120 | NR | IPP Non-CHP | 230 | Q |  |  |  |  | 125.1 |  |  | 50 | 20 | 20 | LIB | 2022
64635 | PJM | Big Plain Solar, LLC | 50123 | Leeward Asset Management, LLC | 39.8557 | -83.3284 | 6236 Big Plain Circleville Rd | London | OH | 43140 | Madison | RFC | PJM | PJM Interconnection, LLC | Solar | Solar Photovoltaic | 1 | GEN01 | 196 | 196 | 196 | NR | IPP Non-CHP | 138 | Q |  |  |  |  | 266 | Y | [5 empty] | 2023
64637 | MISO | Big River Solar | 64249 | Big River Solar, LLC | 38.0501 | -88.2955 | County Road 1300 North and Cou | Norris City | IL | 62835 | White | MRO | MISO | Midcontinent Independent Transmission System Operator, Inc.. | Solar | Solar Photovoltaic | 1 | BRS | 149 | 149 | 149 | NR | IPP Non-CHP | 138 | Q |  |  |  |  | 209.6 | Y | [5 empty] | 2022
64638 | WECC | Borderlands Wind, LLC | 64250 | Borderlands Wind, LLC | 34.1598 | -108.8945 | 2645 Bill Knight Gap Rd. | Quemado | NM | 87829 | Catron | WECC | TEPC | Tucson Electric Power Company | Wind | Onshore Wind Turbine | 1 | WBB | 100 | 100 | 100 | NR | IPP Non-CHP | 340 | Q |  | 34 | GE | 322 | [7 empty] | 2021
64642 | PJM | P52ES 1755 Henryton Rd Phase 1 LLC CSG | 61227 | Nautilus Solar Solutions | 39.3201 | -76.9296 | 1825 Sand Hill Road | Marriottsville | MD | 21104 | Howard | RFC | PJM | PJM Interconnection, LLC | Solar | Solar Photovoltaic | 1 | HCSG | 1.9 | 1.9 | 1.9 | NR | IPP Non-CHP | 13.2 | Q |  |  |  |  | 2.3 | [6 empty] | 2021
64643 | PJM | P52ES 1755 Henryton Rd Phase 2 LLC | 61227 | Nautilus Solar Solutions | 39.3201 | -76.9296 | 1825 Sand Hill Road | Marriottsville | MD | 21104 | Howard | RFC | PJM | PJM Interconnection, LLC | Solar | Solar Photovoltaic | 1 | HVNM | 1.9 | 1.9 | 1.9 | NR | IPP Non-CHP | 13.2 | Q |  |  |  |  | 2.6 | [6 empty] | 2021
64644 | PJM | White Marsh Solar | 61227 | Nautilus Solar Solutions | 39.4167 | -76.403 | 10790 Raphel Road | White Marsh | MD | 21087 | Baltimore | RFC | PJM | PJM Interconnection, LLC | Solar | Solar Photovoltaic | 1 | WM | 1.5 | 1.5 | 1.5 | NR | IPP Non-CHP | 13.2 | Q |  |  |  |  | 1.8 | Y | [5 empty] | 2020
64645 | PJM | Mason Solar One LLC | 61227 | Nautilus Solar Solutions | 39.692 | -75.9185 | 3300 Telegraph Road | Elkton | MD | 21921 | Cecil | RFC | PJM | PJM Interconnection, LLC | Solar | Solar Photovoltaic | 1 | MAS | 1 | 1 | 1 | NR | IPP Non-CHP | 34.5 | Q |  |  |  |  | 1.5 | Y | [5 empty] | 2020
64646 | PJM | Pittman Solar One LLC | 61227 | Nautilus Solar Solutions | 39.6875 | -78.108 | 7900 Millstone Rd | Hancock | MD | 21750 | Washington | RFC | PJM | PJM Interconnection, LLC | Solar | Solar Photovoltaic | 1 | PITT | 2 | 2 | 2 | NR | IPP Non-CHP | 34.5 | Q |  |  |  |  | 2.8 | [6 empty] | 2020
64647 | PJM | Bulldog Solar One, LLC | 61227 | Nautilus Solar Solutions | 38.9152 | -76.6972 | 17800 Queen Anne Bridge Rd | Bowie | MD | 20716 | Prince Georges | RFC | PJM | PJM Interconnection, LLC | Solar | Solar Photovoltaic | 1 | QAB | 2 | 2 | 2 | NR | IPP Non-CHP | 13.2 | Q |  |  |  |  | 2.8 | [6 empty] | 2020
64648 | WECC | Pivot Solar 4 LLC (CSG) | 61227 | Nautilus Solar Solutions | 40.2284 | -104.777 | 15990 CR 29 | Platteville | CO | 80651 | Weld | WECC | WACM | Western Area Power Administration - Rocky Mountain Region | Solar | Solar Photovoltaic | 1 | SC | 2 | 2 | 2 | NR | IPP Non-CHP | 13.2 | Q |  |  |  |  | 2.8 | Y | [5 empty] | 2022
64649 | WECC | Pivot Solar 1 LLC (CSG) | 61227 | Nautilus Solar Solutions | 39.4147 | -108.0907 | 5847 Hwy 6 | Parachute | CO | 81635 | Garfield | WECC | WACM | Western Area Power Administration - Rocky Mountain Region | Solar | Solar Photovoltaic | 1 | SC | 1 | 1 | 1 | NR | IPP Non-CHP | 13.2 | Q |  |  |  |  | 1.4 | Y | [5 empty] | 2022
64650 | WECC | Pivot Solar 14 LLC (CSG) | 61227 | Nautilus Solar Solutions | 40.2669 | -103.6575 | 18400 Co Rd 26 | Brush | CO | 80723 | Morgan | WECC | WACM | Western Area Power Administration - Rocky Mountain Region | Solar | Solar Photovoltaic | 1 | SC | 2 | 2 | 2 | NR | IPP Non-CHP | 13.2 | Q |  |  |  |  | 2.8 | Y | [5 empty] | 2022
64651 | WECC | Pivot Solar 2 LLC (CSG) | 61227 | Nautilus Solar Solutions | 40.2669 | -103.6575 | 18400 Co Rd 26 | Brush | CO | 80723 | Morgan | WECC | WACM | Western Area Power Administration - Rocky Mountain Region | Solar | Solar Photovoltaic | 1 | SC | 2 | 2 | 2 | NR | IPP Non-CHP | 13.2 | Q |  |  |  |  | 2.8 | Y | [5 empty] | 2022
64652 | WECC | Pivot Solar 15 LLC (CSG) | 61227 | Nautilus Solar Solutions | 40.2669 | -103.6594 | 18400 Co Rd 26 | Brush | CO | 80723 | Morgan | WECC | WACM | Western Area Power Administration - Rocky Mountain Region | Solar | Solar Photovoltaic | 1 | SC | 1 | 1 | 1 | NR | IPP Non-CHP | 13.2 | Q |  |  |  |  | 1.4 | Y | [5 empty] | 2022
64653 | WECC | Pivot Solar 7 LLC (CSG) | 61227 | Nautilus Solar Solutions | 39.5231 | -107.8153 | 2515 W Centennial Parkway | Rifle | CO | 81650 | Garfield | WECC | WACM | Western Area Power Administration - Rocky Mountain Region | Solar | Solar Photovoltaic | 1 | SC | 2 | 2 | 2 | NR | IPP Non-CHP | 13.2 | Q |  |  |  |  | 2.8 | Y | [5 empty] | 2022
64654 | WECC | Pivot Solar 3 LLC (CSG) | 61227 | Nautilus Solar Solutions | 39.4147 | -108.0907 | 5843 Hwy 6 | Parachute | CO | 81635 | Garfield | WECC | WACM | Western Area Power Administration - Rocky Mountain Region | Solar | Solar Photovoltaic | 1 | SC | 2 | 2 | 2 | NR | IPP Non-CHP | 13.2 | Q |  |  |  |  | 2.8 | Y | [5 empty] | 2022
64655 | WECC | Pivot Solar 8 LLC (CSG) | 61227 | Nautilus Solar Solutions | 40.2412 | -104.7714 | 15002 County Road 36 | Platteville | CO | 80651 | Weld | WECC | WACM | Western Area Power Administration - Rocky Mountain Region | Solar | Solar Photovoltaic | 1 | SC | 2 | 2 | 2 | NR | IPP Non-CHP | 13.2 | Q |  |  |  |  | 2.8 | Y | [5 empty] | 2022
64660 | PJM | AEUG Union Solar, LLC | 57416 | Acciona Energy USA Global, LLC | 40.4375 | -83.4835 | TBD | West Mansfield | OH | 43358 | Union | RFC | PJM | PJM Interconnection, LLC | Solar | Solar Photovoltaic | 1 | AUS | 325 | 325 | 325 | NR | IPP Non-CHP | 345 | Q |  |  |  |  | 407 | Y | Y |  |  |  |  | 2024
64661 | MISO | Heartland Divide II | 64259 | Heartland Divide II | 41.7203 | -94.9284 | TBD | Audubon | IA | 50110 | Audubon | MRO | MISO | Midcontinent Independent Transmission System Operator, Inc.. | Wind | Onshore Wind Turbine | 1 | HDII | 200 | 200 | 200 | NR | IPP Non-CHP | 345 | Q |  | 72 | GE | 295 | [7 empty] | 2022
64662 | MISO | Sac County Wind, LLC | 64261 | Sac County Wind | 42.4212 | -94.9951 | TBD | Sac City | IA | 50567 | Sac | MRO | MISO | Midcontinent Independent Transmission System Operator, Inc.. | Wind | Onshore Wind Turbine | 1 | SAC | 80 | 80 | 80 | NR | IPP Non-CHP | 345 | Q |  | 29 | GE | 291 | [7 empty] | 2021
64663 | WECC | WLWPCF Cogeneration Facility | 64262 | City of Salem Public Works | 45.0081 | -123.0529 | 5915 Windsor Island Rd N | Keizer | OR | 97303 | Marion | WECC | PGE | Portland General Electric Company | Other | Other Waste Biomass | 1 | EG075 | 1.2 | 1.1 | 1.1 | RE | Commercial CHP | 12.47 | M | [11 empty] | 2020
64665 | SPP | Great Prairie Wind | 64976 | Great Prairie Wind LLC | 36.3075 | -101.5322 | TBD | Gruver | TX | 79040 | Hansford | MRO | SWPP | Southwest Power Pool | Wind | Onshore Wind Turbine | 1 | GR01 | 1027 | 1027 | 1027 | NR | IPP Non-CHP | 345 | Q |  | 365 | GE | 292 | [7 empty] | 2022
64676 | WECC | Lake Herman | 60025 | Greenbacker Renewable Energy Corporation | 38.0971 | -122.1417 | Lake Herman Rd | Benicia | CA | 94510 | Solano | WECC | CISO | California Independent System Operator | Solar | Solar Photovoltaic | 1 | 359 | 5 | 5 | 5 | NR | IPP Non-CHP | 12 | Q |  |  |  |  | 7 | Y | [5 empty] | 2021
64677 | PJM | Ryland Road Solar | 60025 | Greenbacker Renewable Energy Corporation | 36.2758 | -76.6487 | 3440 Ryland Road | Tyner | NC | 27980 | Chowan | SERC | PJM | PJM Interconnection, LLC | Solar | Solar Photovoltaic | 1 | RYLND | 5 | 5 | 5 | NR | IPP Non-CHP | 34.5 | Q |  |  |  |  | 7.2 | Y | [5 empty] | 2021
64678 | PJM | Windsor Hwy 17 Solar | 60025 | Greenbacker Renewable Energy Corporation | 36.0213 | -76.8724 | 550 Old US 17N | Windsor | NC | 27983 | Bertie | SERC | PJM | PJM Interconnection, LLC | Solar | Solar Photovoltaic | 1 | WDH17 | 5 | 5 | 5 | NR | IPP Non-CHP | 34.5 | Q |  |  |  |  | 6.4 | Y | [5 empty] | 2021
64683 | PJM | Oak Trail Solar, LLC | 50123 | Leeward Asset Management, LLC | 36.5044 | -76.1887 | 329 Puddin Ridge Road | Moyock | NC | 27958 | Currituck | SERC | PJM | PJM Interconnection, LLC | Solar | Solar Photovoltaic | 1 | GEN01 | 100 | 100 | 100 | NR | IPP Non-CHP | 230 | Q |  |  |  |  | 139 | Y | [5 empty] | 2023
64687 | WECC | Van der Hoek Solar Array/ Dairy | 59213 | Maas Energy Works | 36.504 | -120.0981 | 15865 South Lassen | Helm | CA | 93627 | Fresno | WECC | CISO | California Independent System Operator | Solar | Solar Photovoltaic | 1 | VDH | 2.4 | 3 | 3 | NR | Industrial Non-CHP | 0.48 | Q |  |  |  |  | 6 | [6 empty] | 2017
64688 | MISO | Plymouth Wind | 12341 | MidAmerican Energy Co | 42.843 | -95.9413 | 19990 Roosevelt Ave | Remsen | IA | 51050 | Plymouth | MRO | MISO | Midcontinent Independent Transmission System Operator, Inc.. | Wind | Onshore Wind Turbine | 1 | 65003 | 202.7 | 200 | 200 | RE | Electric Utility | 345 | I |  | 73 | GE | 292 | [7 empty] | 2022
64689 | PJM | MD - PR97 (CSG) | 64872 | Distributed Solar Development, LLC | 38.9347 | -76.7148 | 3111 Mill Branch Road | Bowie | MD | 20716 | Prince Georges | SERC | PJM | PJM Interconnection, LLC | Solar | Solar Photovoltaic | 1 | 90029 | 2 | 2 | 2 | NR | IPP Non-CHP | 21 | Q |  |  |  |  | 3.1 | Y | [5 empty] | 2022
64690 | PJM | Todd Solar | 49893 | Invenergy Services LLC | 38.6133 | -75.8352 | 6102 Palmer Mill Road | Hurlock | MD | 21643 | Dorchester | RFC | PJM | PJM Interconnection, LLC | Solar | Solar Photovoltaic | 1 | 65004 | 20 | 20 | 20 | NR | IPP Non-CHP | 34.5 | Q |  |  |  |  | 29 | Y | [5 empty] | 2021
64693 | WECC | Dos Palos | 60025 | Greenbacker Renewable Energy Corporation | 36.9818 | -120.6254 | 2149 Almond St | Dos Palos | CA | 93620 | Merced | WECC | CISO | California Independent System Operator | Solar | Solar Photovoltaic | 1 | 299 | 1 | 0.99 | 0.99 | NR | IPP Non-CHP | 12 | Q |  |  |  |  | 1 | [6 empty] | 2021
64695 | WECC | Angel Fire Energy Facility | 64273 | Angel Fire Energy Facility, LLC | 36.4169 | -105.2807 | 24 Darrell Benjamin Road | Angel Fire | NM | 87710 | Colfax | WECC | PNM | Public Service Company of New Mexico | Mixed | Batteries; Solar Photovoltaic | 2 | BESS; TMEF1 | 11.2 | 11.2 | 11.2 | RE | Electric Utility | 12.47 | C |  |  |  |  | 9.8 | Y |  | 15 | 3.7 | 3.7 | LIB | 2023
64697 | MISO | Swan Garden | 64274 | Swan Garden LLC | 45.7204 | -95.2653 | 16290 County Rd 28 | Villard | MN | 56385 | Pope | MRO | MISO | Midcontinent Independent Transmission System Operator, Inc.. | Solar | Solar Photovoltaic | 1 | CGS | 1 | 1 | 1 | NR | IPP Non-CHP | 0.48 | Q |  |  |  |  | 1.5 | Y | [5 empty] | 2021
64698 | MISO | Blue Prairie Solar, LLC | 60025 | Greenbacker Renewable Energy Corporation | 44.2853 | -90.9158 | 12099 County Rd C | Black River Falls | WI | 54615 | Jackson | MRO | MISO | Midcontinent Independent Transmission System Operator, Inc.. | Solar | Solar Photovoltaic | 1 | 508 | 2.5 | 2.5 | 2.5 | NR | IPP Non-CHP | 12.47 | Q |  |  |  |  | 3.1 | Y | [5 empty] | 2021
64700 | WECC | El Dorado Solar, LLC | 60025 | Greenbacker Renewable Energy Corporation | 38.637 | -121.059 | 4625 Latrobe Rd | El Dorado Hills | CA | 95762 | El Dorado | WECC | CISO | California Independent System Operator | Solar | Solar Photovoltaic | 1 | 390 | 1.5 | 1.5 | 1.5 | NR | IPP Non-CHP | 12.47 | Q |  |  |  |  | 1.9 | N | [5 empty] | 2021
64701 | WECC | LeConte Energy Storage | 64282 | LeConte Energy Storage, LLC | 32.6772 | -115.6702 | 1561 W. Highway 98 | Calexico | CA | 92231 | Imperial | WECC | CISO | California Independent System Operator | Battery | Batteries | 1 | LCES | 125 | 125 | 125 | NR | IPP Non-CHP | 230 | Q | [7 empty] | 250 | 125 | 125 | LIB | 2022
64708 | PJM | Santee Solar Partners, LLC | 63359 | REA Investments, LLC | 45.4173 | -93.3885 | 24696 Roanoke St. NW | Stanford Township | MN | 55040 | Isanti | MRO | PJM | PJM Interconnection, LLC | Solar | Solar Photovoltaic | 1 | C1BDN | 3.3 | 3.3 | 3.3 | NR | IPP Non-CHP | 12.47 | Q |  |  |  |  | 3.7 | N | [5 empty] | 2021
64709 | PJM | CL-Viaduct LLC | 64285 | BCD Project Holdings 1, LLC | 41.0502 | -78.6519 | Viaduct Rd | Bloom Township | PA | 16838 | Clearfield | RFC | PJM | PJM Interconnection, LLC | Solar | Solar Photovoltaic | 1 | GSF01 | 20 | 20 | 20 | NR | IPP Non-CHP | 34.5 | Q |  |  |  |  | 24.6 | Y | [5 empty] | 2023
64711 | PJM | UN-School House LLC | 64285 | BCD Project Holdings 1, LLC | 40.9632 | -78.1792 | 1504 School House Rd | Morris Township | PA | 16858 | Clearfield | RFC | PJM | PJM Interconnection, LLC | Solar | Solar Photovoltaic | 1 | GSF01 | 20 | 20 | 20 | NR | IPP Non-CHP | 34.5 | Q |  |  |  |  | 24.6 | Y | [5 empty] | 2023
64712 | WECC | Sanborn BESS 1 | 64287 | Terra-Gen Operating Co-BESS | 35.0273 | -118.1392 | 450 Purdy Ave | Mojave | CA | 93501 | Kern | WECC | CISO | California Independent System Operator | Battery | Batteries | 1 | ESSB1 | 100 | 100 | 100 | NR | IPP Non-CHP | 230 | Q | [7 empty] | 200 | 100 | 100 | LIB | 2021
64713 | WECC | Sanborn BESS 2 | 64287 | Terra-Gen Operating Co-BESS | 35.0273 | -118.1401 | 450 Purdy Ave | Mojave | CA | 93501 | Kern | WECC | CISO | California Independent System Operator | Battery | Batteries | 1 | ESSB2 | 100 | 100 | 100 | NR | IPP Non-CHP | 230 | Q | [7 empty] | 400 | 100 | 100 | LIB | 2021
64714 | MISO | Rice Lake Solar Array | 60571 | AEP Onsite Partners, LLC | 45.5266 | -91.7569 | 22nd 1/2 Avenue & Lindy Street | Rice Lake | WI | 54864 | Barron | MRO | MISO | Midcontinent Independent Transmission System Operator, Inc.. | Solar | Solar Photovoltaic | 1 | RLK01 | 3.8 | 3.8 | 3.8 | NR | IPP Non-CHP | 12.47 | Q |  |  |  |  | 4.5 | Y | [5 empty] | 2021
64728 | MISO | Novel Froehle Solar LLC | 66029 | Novel Froehle Solar HQ LLC | 45.4676 | -94.3982 | 14027 Greystone Road | Cold Spring | MN | 56320 | Stearns | MRO | MISO | Midcontinent Independent Transmission System Operator, Inc.. | Solar | Solar Photovoltaic | 1 | FROLE | 1 | 1 | 1 | NR | IPP Non-CHP | 480 | Q |  |  |  |  | 1.4 | Y | Y |  |  |  |  | 2024
64729 | MISO | Novel Milbradt Solar LLC | 66030 | Novel Milbradt Solar HQ LLC | 44.6511 | -95.3395 | 41640 County Rd 7 | Belview | MN | 56214 | Redwood | MRO | MISO | Midcontinent Independent Transmission System Operator, Inc.. | Solar | Solar Photovoltaic | 1 | MLBRT | 1 | 1 | 1 | NR | IPP Non-CHP | 480 | Q |  |  |  |  | 1.4 | Y | Y |  |  |  |  | 2024
64730 | PJM | IL17021 Brush Creek I CSG | 64295 | SPG IL Brush Creek I Solar LLC | 42.4522 | -89.6388 | 10001-10501 Church St. | Freeport | IL | 61032 | Stephenson | SERC | PJM | PJM Interconnection, LLC | Solar | Solar Photovoltaic | 1 | BCK17 | 2 | 2 | 2 | NR | IPP Non-CHP | 12.47 | Q |  |  |  |  | 2.4 | [6 empty] | 2022
64732 | PJM | Segunda II (CSG) | 64297 | Segunda Solar II, LLC | 41.1177 | -88.8637 | 1544 N 13th Rd | Streator | IL | 61364 | LaSalle | RFC | PJM | PJM Interconnection, LLC | Solar | Solar Photovoltaic | 1 | SEGU2 | 2 | 2 | 2 | NR | IPP Non-CHP | 34.5 | Q |  |  |  |  | 3 | Y | [5 empty] | 2021
64733 | PJM | Woodlawn II (CSG) | 64298 | Woodlawn Solar II, LLC | 41.3924 | -87.5948 | 740 East Goodenow Road | Crete | IL | 60401 | Will | RFC | PJM | PJM Interconnection, LLC | Solar | Solar Photovoltaic | 1 | WOOD2 | 2 | 2 | 2 | NR | IPP Non-CHP | 12.47 | Q |  |  |  |  | 3 | Y | [5 empty] | 2021
64734 | PJM | Dodds (CSG) | 64299 | Dodds Solar, LLC | 42.3795 | -89.843 | 11700 West Oak Street Road | Lena | IL | 61048 | Stephenson | RFC | PJM | PJM Interconnection, LLC | Solar | Solar Photovoltaic | 1 | DOODS | 2 | 2 | 2 | NR | IPP Non-CHP | 12.47 | Q |  |  |  |  | 3 | Y | [5 empty] | 2021
64735 | PJM | Olmstead II CSG | 64300 | Olmstead Solar II, LLC | 42.3717 | -89.7963 | 9410 N Cedarville Rd | Lena | IL | 61048 | Stephenson | RFC | PJM | PJM Interconnection, LLC | Solar | Solar Photovoltaic | 1 | OLMS2 | 2 | 2 | 2 | NR | IPP Non-CHP | 12.47 | Q |  |  |  |  | 3 | Y | [5 empty] | 2021
64736 | PJM | Wolfcastle | 64301 | Wolfcastle Solar, LLC | 41.9506 | -88.8308 | 5700 Twombley Road | Dekalb | IL | 60115 | DeKalb | RFC | PJM | PJM Interconnection, LLC | Solar | Solar Photovoltaic | 1 | WOLFC | 2 | 2 | 2 | NR | IPP Non-CHP | 12.47 | Q |  |  |  |  | 3 | Y | [5 empty] | 2021
64738 | MISO | Holliday Creek Solar | 12341 | MidAmerican Energy Co | 42.5687 | -94.1028 | 4000 1st Avenue South | Fort Dodge | IA | 50501 | Webster | MRO | MISO | Midcontinent Independent Transmission System Operator, Inc.. | Solar | Solar Photovoltaic | 1 | HCS | 100 | 100 | 100 | RE | Electric Utility | 161 | I |  |  |  |  | 117.1 | Y | [5 empty] | 2022
64739 | WECC | Elektron Solar, LLC | 64306 | Elektron Solar, LLC | 40.8683 | -112.7034 | 10340 N. Rowley Road | Grantsville | UT | 84029 | Tooele | WECC | PACE | PacifiCorp - East | Solar | Solar Photovoltaic | 1 | ELKS | 80 | 80 | 80 | NR | IPP Non-CHP | 138 | Q |  |  |  |  | 106 | Y | [5 empty] | 2024
64740 | WECC | Castle Solar, LLC | 64307 | Castle Solar, LLC | 39.3344 | -110.9907 | 375 N McFadden Rd | Huntington | UT | 84528 | Emery | WECC | PACE | PacifiCorp - East | Solar | Solar Photovoltaic | 1 | CS | 40 | 40 | 40 | NR | IPP Non-CHP | 69 | Q |  |  |  |  | 52 | Y | [5 empty] | 2024
64741 | MISO | Morgan Solar 1 CSG | 64304 | Morgan Solar 1 LLC | 39.8225 | -90.5552 | 2071 Cemetery Road | Meredosia | IL | 62665 | Morgan | SERC | MISO | Midcontinent Independent Transmission System Operator, Inc.. | Solar | Solar Photovoltaic | 1 | MORG1 | 2 | 2 | 2 | NR | IPP Non-CHP | 25 | Q |  |  |  |  | 2.9 | [6 empty] | 2021
64742 | MISO | Morgan Solar 1b CSG | 64305 | Morgan Solar 1b LLC | 39.8222 | -90.5546 | 2068 Cemetery Road | Meredosia | IL | 62665 | Morgan | SERC | MISO | Midcontinent Independent Transmission System Operator, Inc.. | Solar | Solar Photovoltaic | 1 | MOR1B | 2 | 2 | 2 | NR | IPP Non-CHP | 25 | Q |  |  |  |  | 3 | [6 empty] | 2021
64743 | WECC | Tierra Buena Energy Storage | 64303 | VESI 10 LLC | 39.1713 | -121.6621 | 3025 Tierra Buena Road | Yuba City | CA | 95993 | Sutter | WECC | CISO | California Independent System Operator | Battery | Batteries | 2 | TB1; TB2 | 5 | 5 | 5 | NR | IPP Non-CHP | 12 | Q | [7 empty] | 5 | 5 | 5 | LIB | 2022
64750 | SPP | Glass Sands Wind Facility | 17650 | Southern Power Co | 34.5142 | -96.9159 | 4526 Hwy 7 East | Sulphur | OK | 73086 | Murray | MRO | SWPP | Southwest Power Pool | Wind | Onshore Wind Turbine | 1 | 1 | 117 | 118.3 | 118.3 | NR | IPP Non-CHP | 138 | I | OKGE.GLAS.GLAS | 28 | Vestas | 393.7 | [7 empty] | 2021
64751 | WECC | Amazon PSP1 | 60025 | Greenbacker Renewable Energy Corporation | 33.9262 | -116.9944 | 1001 West Fourth Street | Beaumont | CA | 92223 | Riverside | WECC | CISO | California Independent System Operator | Solar | Solar Photovoltaic | 1 | 267 | 3.8 | 3.8 | 3.8 | NR | IPP Non-CHP | 12 | Q |  |  |  |  | 4.7 | [6 empty] | 2021
64755 | MISO | Arbor Hill Solar | 12341 | MidAmerican Energy Co | 41.4669 | -94.2627 | 2306 State Highway 92 | Greenfield | IA | 50849 | Adair | MRO | MISO | Midcontinent Independent Transmission System Operator, Inc.. | Solar | Solar Photovoltaic | 1 | AHS | 25 | 24 | 24 | RE | Electric Utility | 345 | I | MEC.ARBHILL_S |  |  |  | 31.1 | Y | [5 empty] | 2022
64766 | WECC | Redwood Coast Airport Microgrid | 60868 | Redwood Coast Energy Authority | 40.9672 | -124.1044 | 3561 Boeing Avenue | McKinleyville | CA | 95519 | Humboldt | WECC | CISO | California Independent System Operator | Mixed | Solar Photovoltaic; Batteries | 2 | RCAM1; RCAM2 | 4.4 | 3.6 | 3.6 | RE | Electric Utility | 12 | M | GEN_BUS_7_N003 |  |  |  | 2.3 |  |  | 8.8 | 1.5 | 1.8 | LIB | 2021
64779 | PJM | IGS Frankfort 2 CSG | 64316 | IGS Solar LLC | 41.4956 | -87.7876 | 21701 S Harlem Avenue | Frankfort | IL | 60423 | Cook | SERC | PJM | PJM Interconnection, LLC | Solar | Solar Photovoltaic | 1 | FRAN2 | 2 | 2 | 2 | NR | IPP Non-CHP | 12.47 | Q |  |  |  |  | 2.3 | [6 empty] | 2021
64780 | MISO | Hermsdorf Solar | 11479 | Madison Gas & Electric Co | 43.0596 | -89.2609 | 7004 Meier Rd | Madison | WI | 53718 | Dane | MRO | MISO | Midcontinent Independent Transmission System Operator, Inc.. | Solar | Solar Photovoltaic | 1 | 1 | 8 | 8 | 8 | RE | Electric Utility | 13.8 | I | MGE.HERMSDORF |  |  |  | 11.6 | Y | [5 empty] | 2022
64784 | PJM | Long John CSG | 64338 | Long John Solar, LLC | 41.694 | -88.6531 | 4404 Somonauk Rd | Sandwich | IL | 60548 | DeKalb | RFC | PJM | PJM Interconnection, LLC | Solar | Solar Photovoltaic | 1 | LJOHN | 2 | 2 | 2 | NR | IPP Non-CHP | 34.5 | Q |  |  |  |  | 3 | Y | [5 empty] | 2021
64785 | PJM | Woodlawn CSG | 64337 | Woodlawn Solar, LLC | 41.3924 | -87.5946 | 742 E Goodenow Rd | Crete | IL | 60417 | Will | RFC | PJM | PJM Interconnection, LLC | Solar | Solar Photovoltaic | 1 | WOOD | 2 | 2 | 2 | NR | IPP Non-CHP | 12.47 | Q |  |  |  |  | 3 | Y | [5 empty] | 2021
64786 | MISO | Hurricane Creek CSG | 64336 | SPG IL Hurricane Creek Solar LLC | 37.7895 | -89.0587 | 13401 Allen Rd | Carterville | IL | 62918 | Williamson | SERC | MISO | Midcontinent Independent Transmission System Operator, Inc.. | Solar | Solar Photovoltaic | 1 | HRCRK | 2 | 2 | 2 | NR | IPP Non-CHP | 12.47 | Q |  |  |  |  | 2.9 | Y | [5 empty] | 2021
64787 | MISO | Viking Solar CSG | 64335 | Viking Solar, LLC | 39.4055 | -89.9957 | 27650 IL-111 | Palmyra | IL | 62674 | Macoupin | SERC | MISO | Midcontinent Independent Transmission System Operator, Inc.. | Solar | Solar Photovoltaic | 1 | VIKNG | 2 | 2 | 2 | NR | IPP Non-CHP | 12.47 | Q |  |  |  |  | 3 | Y | [5 empty] | 2021
64789 | MISO | Moraine CSG | 64333 | Moraine Solar, LLC | 40.3792 | -88.8434 | 6525 N 2200 East Rd | Downs | IL | 61736 | McLean | SERC | MISO | Midcontinent Independent Transmission System Operator, Inc.. | Solar | Solar Photovoltaic | 1 | MORAI | 2 | 2 | 2 | NR | IPP Non-CHP | 34.5 | Q |  |  |  |  | 3 | Y | [5 empty] | 2021
64790 | PJM | OER Checkerspot | 60531 | Standard Solar | 38.7836 | -76.5742 | 5963 Franklin Gibson Rd | Tracy's Landing | MD | 20779 | Anne Arundel | RFC | PJM | PJM Interconnection, LLC | Solar | Solar Photovoltaic | 1 | CHECK | 1.5 | 1.5 | 1.5 | NR | IPP Non-CHP | 15 | Q |  |  |  |  | 2 | [6 empty] | 2021
64817 | PJM | Energix Leatherwood, LLC | 64340 | Energix Leatherwood, LLC | 36.6871 | -79.7095 | 2250 Mountain Valley Road | Axton | VA | 24054 | Henry | RFC | PJM | PJM Interconnection, LLC | Solar | Solar Photovoltaic | 1 | ENX10 | 20 | 20 | 20 | NR | IPP Non-CHP | 34.5 | Q |  |  |  |  | 26 | Y | [5 empty] | 2021
64818 | MISO | Connexus Solar Stanford 1STF | 63359 | REA Investments, LLC | 45.4171 | -93.3885 | 24261 Roanoke St NW | St. Francis | MN | 55070 | Anoka | MRO | MISO | Midcontinent Independent Transmission System Operator, Inc.. | Solar | Solar Photovoltaic | 1 | C1STF | 7.3 | 7.3 | 7.3 | NR | IPP Non-CHP | 12.47 | Q |  |  |  |  | 9.4 | Y | [5 empty] | 2021
64830 | WECC | Brightwood Solar, LLC | 64341 | Brightwood Solar, LLC | 45.3849 | -122.0844 | 56337 East Marmont Road | Sandy | OR | 97055 | Clackamas | WECC | PGE | Portland General Electric Company | Solar | Solar Photovoltaic | 1 | OS | 10 | 10 | 10 | NR | IPP Non-CHP | 12.47 | Q |  |  |  |  | 13.5 | [6 empty] | 2021
64831 | SPP | Oak Leaf Solar XVIII LLC | 60025 | Greenbacker Renewable Energy Corporation | 39.8926 | -104.6685 | 27910 E 112th Ave | Denver | CO | 80211 | Adams | WECC | SWPP | Southwest Power Pool | Solar | Solar Photovoltaic | 1 | DIA7 | 9 | 9 | 9 | NR | IPP Non-CHP | 24.9 | Q |  |  |  |  | 11.8 | Y | [5 empty] | 2021
64832 | PJM | Yellowbud Solar, LLC | 64349 | Yellowbud Solar LLC | 39.5025 | -83.0656 | 18256 Westfall Road | Williamsport | OH | 43164 | Ross | RFC | PJM | PJM Interconnection, LLC | Solar | Solar Photovoltaic | 1 | YELLO | 274 | 274 | 274 | NR | IPP Non-CHP | 138 | Q |  |  |  |  | 352.9 | Y | [5 empty] | 2023
64836 | WECC | Catalina Express | 60281 | Altus Power America Management, LLC | 33.7499 | -118.2785 | 425 E Swinford St | San Pedro | CA | 90731 | Los Angeles | WECC | CISO | California Independent System Operator | Solar | Solar Photovoltaic | 1 | CATAL | 1 | 1 | 1 | NR | IPP Non-CHP | 34.5 | Q |  |  |  |  | 1.3 | [6 empty] | 2020
64837 | WECC | Marina South | 60281 | Altus Power America Management, LLC | 33.718 | -118.2756 | 2795 S Miner St | San Pedro | CA | 90731 | Los Angeles | WECC | CISO | California Independent System Operator | Solar | Solar Photovoltaic | 1 | MARIN | 1 | 1 | 1 | NR | IPP Non-CHP | 34.5 | Q |  |  |  |  | 1.2 | [6 empty] | 2020
64842 | PJM | SR Turkey Creek, LLC | 64363 | SR Turkey Creek, LLC | 37.593 | -84.568 | Curry Way | Lancaster | KY | 40444 | Garrard | SERC | PJM | PJM Interconnection, LLC | Solar | Solar Photovoltaic | 1 | SRTC | 50 | 50 | 50 | NR | IPP Non-CHP | 69 | Q |  |  |  |  | 70 | Y | [5 empty] | 2022
64846 | WECC | Prairie | 60281 | Altus Power America Management, LLC | 34.2392 | -118.5836 | 20730 Prairie Street | Chatsworth | CA | 91311 | Los Angeles | WECC | LDWP | Los Angeles Department of Water and Power | Solar | Solar Photovoltaic | 1 | PR000 | 1.8 | 1.8 | 1.8 | NR | IPP Non-CHP | 34.5 | Q |  |  |  |  | 2 | Y | [5 empty] | 2021
64851 | WECC | Daggett 2 | 64364 | Daggett Solar Power 2 LLC | 34.8609 | -116.8553 | 41534 Silver Valley Road | Daggett | CA | 92365 | San Bernardino | WECC | CISO | California Independent System Operator | Mixed | Batteries; Solar Photovoltaic | 2 | DAGGB; DAGGP | 313 | 313 | 313 | NR | IPP Non-CHP | 230 | Q |  |  |  |  | 240 | Y |  | 4.6 | 2.3 | 2.3 | LIB | 2023
64852 | WECC | Daggett 3 | 64365 | Daggett Solar Power 3 LLC | 34.8609 | -116.8553 | 40140 Silver Valley Road | Daggett | CA | 92327 | San Bernardino | WECC | CISO | California Independent System Operator | Mixed | Batteries; Solar Photovoltaic | 2 | DAGGB; DAGGP | 449 | 449 | 449 | NR | IPP Non-CHP | 230 | Q |  |  |  |  | 310 | Y |  | 4.6 | 2.3 | 2.3 | LIB | 2023
64853 | PJM | New Market Solar | 64358 | New Market Solar | 39.0718 | -83.7961 | 2229 Gath Road | Sardinia | OH | 45171 | Highland | RFC | PJM | PJM Interconnection, LLC | Solar | Solar Photovoltaic | 2 | NMS1; NMS2 | 100 | 100 | 100 | NR | IPP Non-CHP | 345 | Q |  |  |  |  | 123.47 | Y | [5 empty] | 2023
64854 | MISO | Primient | 64367 | Primary Products Ingredients Americas, LLC d/b/a Primient | 40.3763 | -86.8437 | 3300 US 52 South | Lafayette | IN | 47905 | Tippecanoe | RFC | MISO | Midcontinent Independent Transmission System Operator, Inc.. | Natural Gas | Natural Gas Fired Combustion Turbine | 2 | GTG01; GTG02 | 61.8 | 57.2 | 68.4 | NR | Industrial CHP | 12.5 | IND | [11 empty] | 2021
64856 | MISO | Calhoun Solar | 49893 | Invenergy Services LLC | 42.3385 | -85.049 | 18768 12 Mile Road | Battle Creek | MI | 49017 | Calhoun | RFC | MISO | Midcontinent Independent Transmission System Operator, Inc.. | Solar | Solar Photovoltaic | 1 | 65009 | 200 | 200 | 200 | NR | IPP Non-CHP | 138 | Q |  |  |  |  | 259 | Y | [5 empty] | 2022
64861 | WECC | Deer Creek 2 | 60025 | Greenbacker Renewable Energy Corporation | 38.628 | -120.984 | 1565 Deer Creek Rd | Shingle Springs | CA | 95682 | El Dorado | WECC | CISO | California Independent System Operator | Solar | Solar Photovoltaic | 1 | 392 | 1.3 | 1.3 | 1.3 | NR | IPP Non-CHP | 12 | Q |  |  |  |  | 1.6 | [6 empty] | 2021
64862 | MISO | Strobus | 60025 | Greenbacker Renewable Energy Corporation | 44.4332 | -90.8571 | 10757 Jeffry Rd | Merrillan | WI | 54754 | Jackson | RFC | MISO | Midcontinent Independent Transmission System Operator, Inc.. | Solar | Solar Photovoltaic | 1 | 515 | 1.5 | 1.5 | 1.5 | NR | IPP Non-CHP | 12.47 | Q |  |  |  |  | 1.9 | Y | [5 empty] | 2021
64866 | MISO | USS Wildcat Solar LLC | 65173 | United States Solar Corporation | 44.3941 | -92.6063 | 21366 County 9 Blvd | Goodhue | MN | 55027 | Goodhue | MRO | MISO | Midcontinent Independent Transmission System Operator, Inc.. | Solar | Solar Photovoltaic | 1 | USSWC | 1 | 1 | 1 | NR | IPP Non-CHP | 12.47 | Q |  |  |  |  | 1.4 | Y | [5 empty] | 2021
64868 | PJM | Keeversville Solar CSG | 64372 | Keeversville Solar Energy Center LLC | 41.2556 | -88.2185 | 34461 S Route 53 | Braidwood | IL | 60408 | Will | SERC | PJM | PJM Interconnection, LLC | Solar | Solar Photovoltaic | 1 | KEEV | 2 | 2 | 2 | NR | IPP Non-CHP | 12.5 | Q |  |  |  |  | 2.5 | [6 empty] | 2021
64869 | MISO | Helen CSG 1 LLC | 65173 | United States Solar Corporation | 44.7893 | -94.0507 | 11971 Boone Road | Plato | MN | 55370 | McLeod | MRO | MISO | Midcontinent Independent Transmission System Operator, Inc.. | Solar | Solar Photovoltaic | 1 | HLCSG | 1 | 1 | 1 | NR | IPP Non-CHP | 12.47 | Q |  |  |  |  | 1.4 | Y | [5 empty] | 2021
64870 | MISO | USS Quail Solar LLC | 65173 | United States Solar Corporation | 45.2602 | -93.7917 | 7495 Eisele Ave. NE | Monticello | MN | 55362 | Wright | MRO | MISO | Midcontinent Independent Transmission System Operator, Inc.. | Solar | Solar Photovoltaic | 1 | USSQL | 1 | 1 | 1 | NR | IPP Non-CHP | 34.5 | Q |  |  |  |  | 1.4 | Y | [5 empty] | 2022
64871 | MISO | USS Danube Solar LLC | 65173 | United States Solar Corporation | 44.7956 | -95.103 | 599 1st Street | Danube | MN | 56230 | Renville | MRO | MISO | Midcontinent Independent Transmission System Operator, Inc.. | Solar | Solar Photovoltaic | 1 | USSDA | 1 | 1 | 1 | NR | IPP Non-CHP | 12.47 | Q |  |  |  |  | 1.4 | Y | [5 empty] | 2021
64872 | WECC | Panorama Wind, LLC | 50123 | Leeward Asset Management, LLC | 40.9521 | -103.9076 | 59550 WCR 105 | Grover | CO | 80729 | Weld | WECC | WACM | Western Area Power Administration - Rocky Mountain Region | Wind | Onshore Wind Turbine | 1 | PANWD | 145 | 145 | 145 | NR | IPP Non-CHP | 115 | Q |  | 66 | Vestas | 393 | [7 empty] | 2022
64873 | PJM | Pittsburgh Airport Gas Plant | 64378 | IMG Energy Solutions | 40.495 | -80.233 | 485 Tower Road | Coraopolis | PA | 15108 | Allegheny | RFC | PJM | PJM Interconnection, LLC | Natural Gas | Natural Gas Internal Combustion Engine | 5 | GEN1; GEN2; GEN3; GEN4; GEN5 | 22 | 22 | 22 | NR | IPP Non-CHP | 25 | Q | 2156111762 | [10 empty] | 2021
64874 | PJM | PG Solar 1 | 64378 | IMG Energy Solutions | 40.482 | -80.2531 | Harper Road | Findlay Township | PA | 15216 | Allegheny | RFC | PJM | PJM Interconnection, LLC | Solar | Solar Photovoltaic | 1 | SGEN1 | 3 | 3 | 3 | NR | IPP Non-CHP | 25 | Q | 37737283 |  |  |  | 3.6 | [6 empty] | 2021
64877 | WECC | Edwards Sanborn E3 | 64366 | Terra-Gen Operating Co-Hybrid | 34.9463 | -118.1265 | 9900 Lone Butte Road | Mojave | CA | 93501 | Kern | WECC | CISO | California Independent System Operator | Mixed | Batteries; Solar Photovoltaic | 2 | BESS; PV | 38.1 | 38.1 | 38.1 | NR | IPP Non-CHP | 230 | Q | PHSP15 |  |  |  | 28.6 | Y |  | 31.5 | 11 | 11 | LIB | 2021
64878 | WECC | Edwards Sanborn E1A | 64366 | Terra-Gen Operating Co-Hybrid | 34.9619 | -118.1242 | 9900 Lone Butte Road | Mojave | CA | 93501 | Kern | WECC | CISO | California Independent System Operator | Mixed | Batteries; Solar Photovoltaic | 2 | BESS; PV | 293.3 | 293.3 | 293.3 | NR | IPP Non-CHP | 230 | Q | PHSP15 |  |  |  | 157 | Y |  | 272 | 130 | 130 | LIB | 2022
64879 | WECC | Edwards Sanborn E2 | 64366 | Terra-Gen Operating Co-Hybrid | 34.9415 | -118.129 | 9900 Lone Butte Road | Mojave | CA | 93501 | Kern | WECC | CISO | California Independent System Operator | Mixed | Batteries; Solar Photovoltaic | 2 | BESS; PV | 257.8 | 257.8 | 257.8 | NR | IPP Non-CHP | 230 | Q | PHSP15 |  |  |  | 146.9 |  |  | 250 | 110 | 110 | LIB | 2021
64880 | WECC | Venture 1 - 1A CSG | 64382 | UXI CSG Venture 1 8301 LLC | 39.7523 | -104.6674 | 27400 E 26th Ave | Aurora | CO | 80019 | Adams | WECC | PSCO | Public Service Company of Colorado | Solar | Solar Photovoltaic | 1 | 75020 | 1.5 | 1.5 | 1.5 | NR | IPP Non-CHP | 14.2 | Q |  |  |  |  | 2 | Y | [5 empty] | 2021
64881 | WECC | NMSU Solar and Storage | 5701 | El Paso Electric Co | 32.286 | -106.7445 | TBD | Las Cruces | NM | 88003 | Dona Ana | WECC | EPE | El Paso Electric Company | Mixed | Batteries; Solar Photovoltaic | 2 | NMSUB; NMSUF | 4 | 4 | 4 | RE | Electric Utility | 23.9 | I |  |  |  |  | 4.1 |  |  | 4 | 1 | 1 | LIB | 2021
64903 | WECC | Cuba 2.5ac, LLC | 64394 | Cuba 2.5ac, LLC | 36.0174 | -106.946 | #71 NM-126 | Cuba | NM | 87013 | Sandoval | WECC | PNM | Public Service Company of New Mexico | Solar | Solar Photovoltaic | 1 | SOLAR | 2.5 | 2.5 | 2.5 | NR | IPP Non-CHP | 24.9 | Q |  |  |  |  | 3.1 | Y | [5 empty] | 2022
64905 | PJM | Mt. Morris Solar CSG | 63505 | DG Illinois Solar, LLC | 42.0635 | -89.4962 | 8980 W Haldane Rd | Polo | IL | 61061 | Ogle | MRO | PJM | PJM Interconnection, LLC | Solar | Solar Photovoltaic | 1 | MTMIL | 2 | 2 | 2 | NR | IPP Non-CHP | 34.5 | Q |  |  |  |  | 3 | Y | [5 empty] | 2020
64906 | MISO | Hazel | 60025 | Greenbacker Renewable Energy Corporation | 43.7818 | -91.9497 | 296th Street | Lanesboro | MN | 55949 | Fillmore | MRO | MISO | Midcontinent Independent Transmission System Operator, Inc.. | Solar | Solar Photovoltaic | 1 | 512 | 3 | 3 | 3 | NR | IPP Non-CHP | 8.4 | Q |  |  |  |  | 3.8 | Y | [5 empty] | 2021
64907 | MISO | Fountain | 60025 | Greenbacker Renewable Energy Corporation | 43.7461 | -92.1294 | South of 25854 County Road | Fountain | MN | 55935 | Fillmore | MRO | MISO | Midcontinent Independent Transmission System Operator, Inc.. | Solar | Solar Photovoltaic | 1 | 511 | 3 | 3 | 3 | NR | IPP Non-CHP | 8.4 | Q |  |  |  |  | 3.8 | Y | [5 empty] | 2021
64908 | WECC | Scarlet Solar (CA) | 61785 | EDP Renewables North America LLC | 36.5975 | -120.3623 | TBD | Fresno | CA | 93721 | Fresno | WECC | CISO | California Independent System Operator | Mixed | Solar Photovoltaic; Batteries | 2 | GEN01; GEN02 | 240 | 240 | 240 | NR | IPP Non-CHP | 230 | Q |  |  |  |  | 272.83 | Y | Y | 200 | 40 | 40 | LIB | 2024
64909 | WECC | Luciana | 64393 | Tulare Solar Center, LLC | 35.8237 | -119.0623 | 23184 Avenue 12 | Richgrove | CA | 93261 | Tulare | WECC | CISO | California Independent System Operator | Solar | Solar Photovoltaic | 1 | TSC | 55.8 | 55.8 | 55.8 | NR | IPP Non-CHP | 65 | Q |  |  |  |  | 72.5 | Y | [5 empty] | 2022 | 2057
64914 | WECC | Trona Solar III | 64399 | Trona Solar III LLC | 35.805 | -117.3506 | 2594 Trona Wildrose Rd | Trona | CA | 93592 | Inyo | WECC | CISO | California Independent System Operator | Solar | Solar Photovoltaic | 1 | 71466 | 2 | 2 | 2 | NR | IPP Non-CHP | 33 | Q |  |  |  |  | 2.2 | Y | Y |  |  |  |  | 2023
64918 | PJM | NorthropGrummanSolar(Rolling Meadows,IL) | 63505 | DG Illinois Solar, LLC | 42.0997 | -88.031 | 600 S. Hicks Rd | Rolling Meadows | IL | 60008 | Cook | MRO | PJM | PJM Interconnection, LLC | Solar | Solar Photovoltaic | 1 | NGCIL | 1.1 | 1.1 | 1.1 | NR | IPP Non-CHP | 0.48 | Q |  |  |  |  | 1.3 | [6 empty] | 2020
64919 | PJM | FedEx Chicago Solar Facility | 63505 | DG Illinois Solar, LLC | 41.7539 | -87.7894 | 6833 W. 75th Street | Bedford Park | IL | 60638 | Cook | MRO | PJM | PJM Interconnection, LLC | Solar | Solar Photovoltaic | 1 | FDXIL | 1.5 | 1.5 | 1.5 | NR | IPP Non-CHP | 0.48 | Q |  |  |  |  | 1.8 | [6 empty] | 2020
64920 | PJM | GE-Hitachi Solar - Morris, IL | 63505 | DG Illinois Solar, LLC | 41.3815 | -88.2724 | 7555 E. Collins Rd | Morris | IL | 60450 | Grundy | MRO | PJM | PJM Interconnection, LLC | Solar | Solar Photovoltaic | 1 | GEHIL | 0.9 | 0.9 | 0.9 | NR | IPP Non-CHP | 0.48 | Q |  |  |  |  | 1.3 | Y | [5 empty] | 2020
64928 | WECC | Edwards Sanborn S3 | 64366 | Terra-Gen Operating Co-Hybrid | 35.0164 | -118.1225 | 450 Purdy Ave | Mojave | CA | 93501 | Kern | WECC | CISO | California Independent System Operator | Mixed | Batteries; Solar Photovoltaic | 2 | BESS; PV | 70.7 | 70.7 | 70.7 | NR | IPP Non-CHP | 230 | Q | PHSP15 |  |  |  | 41.2 | Y |  | 70 | 33 | 33 | LIB | 2022
64929 | WECC | Edwards Sanborn S1 | 64366 | Terra-Gen Operating Co-Hybrid | 35.0277 | -118.1328 | 450 Purdy Ave | Mojave | CA | 93501 | Kern | WECC | CISO | California Independent System Operator | Mixed | Batteries; Solar Photovoltaic | 2 | BESS; PV | 84.6 | 84.6 | 84.6 | NR | IPP Non-CHP | 230 | Q | PHSP15 |  |  |  | 48.6 | Y |  | 83.5 | 40 | 40 | LIB | 2022
64930 | MISO | Stockton (MN) | 60025 | Greenbacker Renewable Energy Corporation | 44.041 | -91.7669 | TBD | Winona | MN | 55987 | Winona | MRO | MISO | Midcontinent Independent Transmission System Operator, Inc.. | Solar | Solar Photovoltaic | 1 | 514 | 2 | 2 | 2 | NR | IPP Non-CHP | 8.4 | Q |  |  |  |  | 2.6 | Y | [5 empty] | 2021
64932 | MISO | Rushford Village | 60025 | Greenbacker Renewable Energy Corporation | 43.8066 | -91.7916 | 43038 State Highway 30 | Rushford Village | MN | 55971 | Fillmore | MRO | MISO | Midcontinent Independent Transmission System Operator, Inc.. | Solar | Solar Photovoltaic | 1 | 513 | 1 | 1 | 1 | NR | IPP Non-CHP | 8.4 | Q |  |  |  |  | 1.2 | Y | [5 empty] | 2021
64967 | PJM | SV Gardner 1 (Lutz) CSG | 64414 | SV CSG Gardner 1 LLC | 41.195 | -88.3013 | 506 S Carbon Hill | Gardner | IL | 60424 | Grundy | SERC | PJM | PJM Interconnection, LLC | Solar | Solar Photovoltaic | 1 | LUTZ | 2 | 2 | 2 | NR | IPP Non-CHP | 12.5 | Q |  |  |  |  | 2.9 | [6 empty] | 2021
64968 | SPP | Fall River Solar, LLC | 60025 | Greenbacker Renewable Energy Corporation | 43.1552 | -103.3439 | Range 7E of the Black Hills Me | Edgemont | SD | 57735 | Fall River | WECC | SWPP | Southwest Power Pool | Solar | Solar Photovoltaic | 1 | 452 | 80 | 80 | 80 | NR | IPP Non-CHP | 230 | Q |  |  |  |  | 98.9 | Y | [5 empty] | 2023
64969 | MISO | Barron Solar Array | 60571 | AEP Onsite Partners, LLC | 45.3962 | -91.8276 | 1295 16th Street | Barron | WI | 54812 | Barron | MRO | MISO | Midcontinent Independent Transmission System Operator, Inc.. | Solar | Solar Photovoltaic | 1 | BAR01 | 3 | 3 | 3 | NR | IPP Non-CHP | 13.8 | Q | WPS.WESTON3 |  |  |  | 3.6 | Y | [5 empty] | 2021
64971 | PJM | Pretzel CSG | 64413 | Pretzel Solar, LLC | 42.3071 | -89.5981 | 605 E. Currier Rd | Freeport | IL | 61032 | Stephenson | RFC | PJM | PJM Interconnection, LLC | Solar | Solar Photovoltaic | 1 | PRETZ | 2 | 2 | 2 | NR | IPP Non-CHP | 34.5 | Q |  |  |  |  | 2.4 | [6 empty] | 2022
64972 | PJM | Prophet CSG | 64412 | Prophet Solar, LLC | 41.7218 | -89.8047 | 22198 Prophetstown Rd | Rock Falls | IL | 61071 | Whiteside | RFC | PJM | PJM Interconnection, LLC | Solar | Solar Photovoltaic | 1 | PROPH | 2 | 2 | 2 | NR | IPP Non-CHP | 34.5 | Q |  |  |  |  | 3 | Y | [5 empty] | 2021
64973 | PJM | Gala (CSG) | 64411 | Gala Solar, LLC | 42.3563 | -89.837 | 11008 US-20 | Lena | IL | 61048 | Stephenson | RFC | PJM | PJM Interconnection, LLC | Solar | Solar Photovoltaic | 1 | GALA | 2 | 2 | 2 | NR | IPP Non-CHP | 34.5 | Q |  |  |  |  | 3 | Y | [5 empty] | 2021
64976 | MISO | Spooner Solar Array | 60571 | AEP Onsite Partners, LLC | 45.919 | -91.8625 | 1600 County Highway H | Spooner | WI | 54801 | Washburn | MRO | MISO | Midcontinent Independent Transmission System Operator, Inc.. | Solar | Solar Photovoltaic | 1 | SPN01 | 2 | 2.1 | 2.1 | NR | IPP Non-CHP | 12.47 | Q | WPS.WESTON3 |  |  |  | 2.4 | Y | [5 empty] | 2019
64982 | SPP | West Plains Solar I | 22500 | Evergy Kansas Central, Inc | 36.7853 | -91.8674 | 7345 County Road 1770 | West Plains | MO | 65775 | Howell | SERC | SWPP | Southwest Power Pool | Solar | Solar Photovoltaic | 1 | WPS1 | 8 | 8 | 8 | RE | Electric Utility | 12.47 | I |  |  |  |  | 10.8 | [6 empty] | 2022
64984 | MISO | Waterloo Solar (IA) | 12341 | MidAmerican Energy Co | 42.5439 | -92.3554 | 944 West Airline Highway | Waterloo | IA | 50703 | Black Hawk | MRO | MISO | Midcontinent Independent Transmission System Operator, Inc.. | Solar | Solar Photovoltaic | 1 | WATS | 3 | 3 | 3 | RE | Electric Utility | 13.8 | I |  |  |  |  | 3.9 | Y | [5 empty] | 2022
64985 | MISO | Johnson County Hills Solar | 12341 | MidAmerican Energy Co | 41.5723 | -91.543 | 4945 Oak Crest Hill Road SE | Iowa City | IA | 52240 | Johnson | MRO | MISO | Midcontinent Independent Transmission System Operator, Inc.. | Solar | Solar Photovoltaic | 1 | JCHS | 3 | 3 | 3 | RE | Electric Utility | 13.2 | I |  |  |  |  | 3.9 | Y | [5 empty] | 2022
64986 | MISO | Franklin County Solar | 12341 | MidAmerican Energy Co | 42.7208 | -93.2061 | 1228 U.S. Highway 65 | Hampton | IA | 50441 | Franklin | MRO | MISO | Midcontinent Independent Transmission System Operator, Inc.. | Solar | Solar Photovoltaic | 1 | FCS | 7 | 7 | 7 | RE | Electric Utility | 12.47 | I |  |  |  |  | 9.1 | Y | [5 empty] | 2022
64987 | MISO | USS Foley Solar LLC | 65173 | United States Solar Corporation | 45.6805 | -93.9248 | 7750 MN-25 | Foley | MN | 56329 | Benton | MRO | MISO | Midcontinent Independent Transmission System Operator, Inc.. | Solar | Solar Photovoltaic | 1 | USSFS | 1 | 1 | 1 | NR | IPP Non-CHP | 34.5 | Q |  |  |  |  | 1.4 | Y | [5 empty] | 2022
64988 | MISO | USS Prokosch Solar LLC | 65173 | United States Solar Corporation | 44.7729 | -94.9105 | 1432 Highway Ave | Bird Island | MN | 55310 | Renville | MRO | MISO | Midcontinent Independent Transmission System Operator, Inc.. | Solar | Solar Photovoltaic | 1 | USPKS | 1 | 1 | 1 | NR | IPP Non-CHP | 13.8 | Q |  |  |  |  | 1.4 | Y | [5 empty] | 2022
64989 | MISO | USS Rosebud Solar LLC | 65173 | United States Solar Corporation | 44.4727 | -94.9209 | 29157 County Road 2 | Morgan | MN | 56266 | Redwood | MRO | MISO | Midcontinent Independent Transmission System Operator, Inc.. | Solar | Solar Photovoltaic | 1 | USRBS | 1 | 1 | 1 | NR | IPP Non-CHP | 23.9 | Q |  |  |  |  | 1.4 | Y | [5 empty] | 2022
64990 | MISO | Medin CSG | 62915 | Madison Energy Holdings LLC | 45.4881 | -92.7847 | 37075 Park Trail | Center City | MN | 55012 | Chisago | MRO | MISO | Midcontinent Independent Transmission System Operator, Inc.. | Solar | Solar Photovoltaic | 1 | MED1 | 1 | 1 | 1 | NR | IPP Non-CHP | 13.8 | Q |  |  |  |  | 1.5 | Y | [5 empty] | 2021
64991 | MISO | Johnson CSG 1 | 62915 | Madison Energy Holdings LLC | 45.4852 | -92.8156 | 36767 Oriole Ave | Lindstrom | MN | 55045 | Chisago | MRO | MISO | Midcontinent Independent Transmission System Operator, Inc.. | Solar | Solar Photovoltaic | 1 | JOHN | 1 | 1 | 1 | NR | IPP Non-CHP | 13.8 | Q |  |  |  |  | 1.5 | [6 empty] | 2021
64992 | MISO | Cornillie Solar CSG | 62915 | Madison Energy Holdings LLC | 45.4593 | -92.8978 | 35258 Kost Trail | North Branch | MN | 55056 | Chisago | MRO | MISO | Midcontinent Independent Transmission System Operator, Inc.. | Solar | Solar Photovoltaic | 1 | CORN1 | 1 | 1 | 1 | NR | IPP Non-CHP | 13.8 | Q |  |  |  |  | 1.2 | Y | [5 empty] | 2021
64993 | WECC | BigBeau Solar, LLC | 64424 | Big Beau Solar, LLC | 34.907 | -118.3441 | 12901 Favorito Ave. | Rosamond | CA | 93560 | Kern | WECC | CISO | California Independent System Operator | Mixed | Batteries; Solar Photovoltaic | 4 | BB1BA; BB1PV; BB2BA; BB2PV | 168 | 168 | 168 | NR | IPP Non-CHP | 230 | Q |  |  |  |  | 164.2 | Y |  | 160 | 40 | 40 | LIB | 2022
64994 | WECC | Sacramento Point West Medical Offices | 64746 | KP Sacramento Point West Medical Offices Solar, LLC | 38.5963 | -121.428 | 1650 Response Rd | Sacramento | CA | 95815 | Sacramento | WECC | BANC | Balancing Authority of Northern California | Solar | Solar Photovoltaic | 1 | 6115 | 1.3 | 1.2 | 0.8 | NR | Commercial Non-CHP | 0.48 | COM |  |  |  |  | 1.6 | [6 empty] | 2020
64995 | MISO | Cassville Solar | 20856 | Wisconsin Power & Light Co | 42.7538 | -90.9274 | 6655 Dream lane | Cassville | WI | 53806 | Grant | MRO | MISO | Midcontinent Independent Transmission System Operator, Inc.. | Solar | Solar Photovoltaic | 1 | PV1 | 50 | 50 | 50 | RE | Electric Utility | 138 | I | ALTE.CASSVILLE |  |  |  | 64 | Y | [5 empty] | 2023
64996 | MISO | Springfield Solar (WI) | 20856 | Wisconsin Power & Light Co | 43.604 | -88.4421 | W932 Super Drive | Lomira | WI | 53048 | Dodge | MRO | MISO | Midcontinent Independent Transmission System Operator, Inc.. | Solar | Solar Photovoltaic | 1 | PV1 | 100 | 100 | 100 | RE | Electric Utility | 138 | I | ALTE.SPRINGFD |  |  |  | 128.8 | Y | [5 empty] | 2023
64997 | MISO | Albany Solar (WI) | 20856 | Wisconsin Power & Light Co | 42.6658 | -89.3718 | N4407 Highway 104 | Broadhead | WI | 53520 | Rock | MRO | MISO | Midcontinent Independent Transmission System Operator, Inc.. | Solar | Solar Photovoltaic | 1 | PV1 | 50 | 50 | 50 | RE | Electric Utility | 138 | I | ALTE.ALBANY |  |  |  | 64.2 | Y | [5 empty] | 2023
64998 | MISO | Paddock Solar | 20856 | Wisconsin Power & Light Co | 42.5556 | -89.0887 | 3202 S Nye School Rd | Beloit | WI | 53511 | Rock | MRO | MISO | Midcontinent Independent Transmission System Operator, Inc.. | Solar | Solar Photovoltaic | 1 | PV1 | 65 | 65 | 65 | RE | Electric Utility | 138 | I | ALTE.PADDOCK |  |  |  | 82.5 | Y | [5 empty] | 2023
65000 | MISO | Wautoma Solar | 20856 | Wisconsin Power & Light Co | 44.0625 | -89.3016 | N3201 16th Drive | Wautoma | WI | 54982 | Waushara | MRO | MISO | Midcontinent Independent Transmission System Operator, Inc.. | Solar | Solar Photovoltaic | 1 | PV1 | 99 | 99 | 99 | RE | Electric Utility | 138 | I | ALTE.WAUTOMA |  |  |  | 128.4 | Y | [5 empty] | 2023
65001 | MISO | Beaver Dam Solar | 20856 | Wisconsin Power & Light Co | 43.4939 | -88.7839 | 8101 N Crystal Lake Rd | Dodge | WI | 53916 | Dodge | MRO | MISO | Midcontinent Independent Transmission System Operator, Inc.. | Solar | Solar Photovoltaic | 1 | PV1 | 50 | 50 | 50 | RE | Electric Utility | 69 | I | ALTE.BVRDAM |  |  |  | 64.3 | Y | [5 empty] | 2023
65002 | WECC | SSI West Riverside Landfill LLC | 60531 | Standard Solar | 33.9806 | -117.3755 | West Riverside Landfill | Riverside | CA | 92501 | Riverside | WECC | LDWP | Los Angeles Department of Water and Power | Solar | Solar Photovoltaic | 1 | WERL | 2.5 | 2.5 | 2.5 | NR | IPP Non-CHP | 33 | Q |  |  |  |  | 3.1 | [6 empty] | 2020
65003 | MISO | MN CSG 2019-16 LLC | 64441 | MN CSG 2019-16 LLC | 44.2147 | -93.9601 | 23318 N Riverfront Dr | Mankato | MN | 56001 | Blue Earth | MRO | MISO | Midcontinent Independent Transmission System Operator, Inc.. | Solar | Solar Photovoltaic | 1 | WOLFE | 1 | 1 | 1 | NR | IPP Non-CHP | 5 | Q |  |  |  |  | 1.8 | Y | [5 empty] | 2022
65005 | PJM | Albertsons at Melrose Park | 64440 | ESIL-AL-Melrose, LLC | 41.9169 | -87.8562 | 2200 N 17th Avenue | Melrose Park | IL | 60160 | Cook | RFC | PJM | PJM Interconnection, LLC | Solar | Solar Photovoltaic | 1 | PV1 | 1.9 | 1.9 | 1.9 | NR | IPP Non-CHP | 0.48 | Q |  |  |  |  | 2.7 | [6 empty] | 2021
65007 | MISO | Grant County | 20856 | Wisconsin Power & Light Co | 42.719 | -90.701 | 6006 Stage Rd | Town of Potosi | WI | 53820 | Grant | MRO | MISO | Midcontinent Independent Transmission System Operator, Inc.. | Solar | Solar Photovoltaic | 1 | PV1 | 200 | 200 | 200 | RE | Electric Utility | 138 | I | ALTE.GRANTCTY |  |  |  | 256 | Y | [5 empty] | 2024
65008 | MISO | Onion River | 20856 | Wisconsin Power & Light Co | 43.6002 | -87.8966 | W4037 Risseuw Rd | Sheboygan Cedar Grove | WI | 53013 | Sheboygan | MRO | MISO | Midcontinent Independent Transmission System Operator, Inc.. | Solar | Solar Photovoltaic | 1 | PV1 | 150 | 150 | 150 | RE | Electric Utility | 138 | I | ALTE.ONIONRIV |  |  |  | 180.1 | Y | [5 empty] | 2023
65009 | MISO | Bear Creek (WI) | 20856 | Wisconsin Power & Light Co | 43.1985 | -90.2328 | 34501 Old Mill Drive | Lone Rock | WI | 53556 | Richland | MRO | MISO | Midcontinent Independent Transmission System Operator, Inc.. | Solar | Solar Photovoltaic | 1 | PV1 | 50 | 50 | 37 | RE | Electric Utility | 69 | I | ALTE.BEARCRK |  |  |  | 65.1 | Y | [5 empty] | 2022
65010 | MISO | North Rock | 20856 | Wisconsin Power & Light Co | 42.8109 | -89.1015 | 5015 W Pomeroy Road | Edgerton | WI | 53534 | Rock | MRO | MISO | Midcontinent Independent Transmission System Operator, Inc.. | Solar | Solar Photovoltaic | 1 | PV1 | 50 | 50 | 36.5 | RE | Electric Utility | 69 | I | ALTE.NROCK |  |  |  | 64.9 | Y | [5 empty] | 2022
65011 | MISO | Wood County | 20856 | Wisconsin Power & Light Co | 44.2736 | -89.8335 | 13735 Rangeline Road | Nekoosa | WI | 54457 | Wood | MRO | MISO | Midcontinent Independent Transmission System Operator, Inc.. | Solar | Solar Photovoltaic | 1 | PV1 | 150 | 150 | 150 | RE | Electric Utility | 138 | I | ALTE.WOODCTY |  |  |  | 198.6 | Y | [5 empty] | 2022
65012 | MISO | Crawfish River | 20856 | Wisconsin Power & Light Co | 43 | -88.8764 | W6644 US Highway 18 | Jefferson | WI | 53137 | Jefferson | MRO | MISO | Midcontinent Independent Transmission System Operator, Inc.. | Solar | Solar Photovoltaic | 1 | PV1 | 75 | 75 | 75 | RE | Electric Utility | 138 | I | ALTE.CRAWFISH |  |  |  | 90.1 | Y | [5 empty] | 2023
65013 | PJM | Marengo Solar | 63505 | DG Illinois Solar, LLC | 42.2597 | -88.6359 | 22050 W Railroad St | Marengo | IL | 60152 | McHenry | MRO | PJM | PJM Interconnection, LLC | Solar | Solar Photovoltaic | 1 | MARIL | 2 | 2 | 2 | NR | IPP Non-CHP | 34.5 | Q |  |  |  |  | 2.9 | [6 empty] | 2020
65016 | PJM | Gardy's Mill Solar | 64448 | Gardy's Mill Solar, LLC | 38.0067 | -76.607 | 1072 Gardy's Mill Rd | Kinsale | VA | 22488 | Westmoreland | SERC | PJM | PJM Interconnection, LLC | Solar | Solar Photovoltaic | 1 | GMS | 14 | 14 | 14 | NR | IPP Non-CHP | 34.5 | Q |  |  |  |  | 16.8 | Y | [5 empty] | 2020
65022 | PJM | Briel Solar Farm | 64447 | Briel Solar Farm, LLC | 37.5236 | -77.2636 | 2701 Meadow Rd | Standston | VA | 23150 | Henrico | SERC | PJM | PJM Interconnection, LLC | Solar | Solar Photovoltaic | 1 | BMS | 20 | 20 | 20 | NR | IPP Non-CHP | 34.5 | Q |  |  |  |  | 27.3 | [6 empty] | 2021
65027 | PJM | Aero Solar Facility | 55729 | Duke Energy Kentucky Inc | 39.0313 | -84.6598 | 191 Wendel H Ford Blvd. | Burlington | KY | 41005 | Boone | SERC | PJM | PJM Interconnection, LLC | Solar | Solar Photovoltaic | 1 | PV1 | 2 | 2 | 2 | RE | Electric Utility | 12.47 | I |  |  |  |  | 2.4 | [6 empty] | 2023
65029 | MISO | Bissell Solar and Battery Generator | 4254 | Consumers Energy Co - (MI) | 43.007 | -85.724 | 2345 Walker Ave NW | Grand Rapids | MI | 49544 | Kent | RFC | MISO | Midcontinent Independent Transmission System Operator, Inc.. | Mixed | Batteries; Solar Photovoltaic | 2 | BISBP; BISSP | 1.1 | 1.1 | 1.1 | RE | Electric Utility | 12.47 | I |  |  |  |  | 1 |  |  | 0.5 | 0.3 | 0.3 | LIB | 2021
65030 | MISO | Oxbow Solar 1 | 62842 | Lightsource Renewable Energy Asset Management, LLC | 30.6679 | -91.3917 | 13330 Ventress Rd | New Roads | LA | 70783 | Pointe Coupee | SERC | MISO | Midcontinent Independent Transmission System Operator, Inc.. | Solar | Solar Photovoltaic | 1 | LAVE1 | 300 | 300 | 300 | NR | IPP Non-CHP | 230 | Q |  |  |  |  | 346.41 | Y | [5 empty] | 2024
65031 | PJM | Bellflower Solar 1 | 62842 | Lightsource Renewable Energy Asset Management, LLC | 39.7867 | -85.4164 | 9301 S CO RD 125 W | Lewisville | IN | 47352 | Henry | RFC | PJM | PJM Interconnection, LLC | Solar | Solar Photovoltaic | 1 | INBF1 | 152.5 | 152.5 | 152.5 | NR | IPP Non-CHP | 138 | Q |  |  |  |  | 173.5 | Y | [5 empty] | 2023
65032 | WECC | Sun Mountain Solar 1 | 62842 | Lightsource Renewable Energy Asset Management, LLC | 38.1803 | -104.5185 | 2819 Doyle Rd | Unincorporated Pueblo | CO | 81006 | Pueblo | WECC | PSCO | Public Service Company of Colorado | Solar | Solar Photovoltaic | 1 | COSM1 | 200 | 200 | 200 | NR | IPP Non-CHP | 230 | Q |  |  |  |  | 296.2 | Y | [5 empty] | 2022
65044 | PJM | Dry Bridge Storage | 5248 | Dominion Energy Inc. | 37.5 | -77.7 | 212 Dry Bridge Road | Midlothian | VA | 23114 | Chesterfield | SERC | PJM | PJM Interconnection, LLC | Battery | Batteries | 1 | DBES | 20 | 20 | 20 | RE | Electric Utility | 34.5 | I | [7 empty] | 80 | 20 | 20 | LIB | 2023
65053 | WECC | Blythe Mesa Solar II | 64459 | Blythe Mesa Solar II, LLC | 33.6408 | -114.6803 | 16489 Mesa Drive | Blythe | CA | 92225 | Riverside | WECC | CISO | California Independent System Operator | Mixed | Batteries; Solar Photovoltaic | 2 | BMSES; IPBMS | 335.6 | 335.6 | 335.6 | NR | IPP Non-CHP | 220 | Q | CENTPD_2_BMSX2-APND; CENTPD_2_BMSSX2-APND |  |  |  | 310.9 | Y |  | 448 | 112 | 112 | LIB | 2022
65059 | WECC | Niyol Wind, LLC | 64461 | Niyol Wind, LLC | 40.6134 | -102.9526 | 33047 C.R. 26 | Fleming | CO | 80728 | Logan | WECC | WACM | Western Area Power Administration - Rocky Mountain Region | Wind | Onshore Wind Turbine | 1 | WNIYO | 205.6 | 205 | 205 | NR | IPP Non-CHP | 230 | Q |  | 74 | GE | 80 | [7 empty] | 2021
65066 | MISO | Hoot Lake Solar | 14232 | Otter Tail Power Co | 46.2906 | -96.0433 | 2204 Main St. | Fergus Falls | MN | 56537 | Otter Tail | MRO | MISO | Midcontinent Independent Transmission System Operator, Inc.. | Solar | Solar Photovoltaic | 1 | 1 | 49.9 | 49.9 | 49.9 | RE | Electric Utility | 115 | I | OTP.HLSOLAR |  |  |  | 58 | [6 empty] | 2023
65068 | MISO | Walkerton | 9234 | Indiana Municipal Power Agency | 41.4555 | -86.4874 | Lake Street | Walkerton | IN | 46574 | St Joseph | RFC | MISO | Midcontinent Independent Transmission System Operator, Inc.. | Solar | Solar Photovoltaic | 1 | WALK | 1.1 | 1.1 | 0.8 | RE | Electric Utility | 12.47 | P |  |  |  |  | 1.4 | Y | [5 empty] | 2022
65069 | MISO | Linton | 9234 | Indiana Municipal Power Agency | 39.0436 | -87.1362 | Winterwood Lane | Linton | IN | 47441 | Greene | RFC | MISO | Midcontinent Independent Transmission System Operator, Inc.. | Solar | Solar Photovoltaic | 1 | LINT | 5.4 | 5.4 | 4.3 | RE | Electric Utility | 34.5 | P |  |  |  |  | 7.2 | Y | [5 empty] | 2022
65072 | WECC | Fremont CA AutoFactory | 57313 | Tesla Inc. | 37.4925 | -121.9446 | 45500 Fremont Blvd | Fremont | CA | 94538 | Alameda | WECC | CISO | California Independent System Operator | Solar | Solar Photovoltaic | 1 | RF67 | 0.3 | 0.3 | 0.3 | NR | Industrial Non-CHP | 12 | Q |  |  |  |  | 0.4 | [6 empty] | 2022
65073 | WECC | Berrenda Mesa Water District | 65155 | The Greater Light USA LLC | 35.6133 | -119.8668 | 14823 CA-33 | Lost Hills | CA | 93249 | Kern | WECC | CISO | California Independent System Operator | Solar | Solar Photovoltaic | 1 | PV1 | 6.4 | 6.4 | 6.4 | NR | IPP Non-CHP | 3.44 | Q |  |  |  |  | 7.7 | Y | [5 empty] | 2023
65075 | MISO | Everson Garden | 64482 | Everson Garden LLC | 44.0896 | -93.5531 | 10599 Old US HWY 14 | Waseca | MN | 56093 | Waseca | MRO | MISO | Midcontinent Independent Transmission System Operator, Inc.. | Solar | Solar Photovoltaic | 1 | CGS | 1 | 1 | 1 | NR | IPP Non-CHP | 0.48 | Q |  |  |  |  | 1.5 | Y | [5 empty] | 2022
65076 | PJM | Cottontail Solar 1 | 62842 | Lightsource Renewable Energy Asset Management, LLC | 39.9017 | -76.8233 | 1025 Stoverstown Rd | York | PA | 17408 | York | RFC | PJM | PJM Interconnection, LLC | Solar | Solar Photovoltaic | 1 | PACT1 | 20 | 20 | 20 | NR | IPP Non-CHP | 69 | Q |  |  |  |  | 25.01 | Y | [5 empty] | 2024
65077 | PJM | Cottontail Solar 2 | 62842 | Lightsource Renewable Energy Asset Management, LLC | 39.9373 | -76.771 | 1760 W. College Ave | West Manchester Towns | PA | 17408 | York | RFC | PJM | PJM Interconnection, LLC | Solar | Solar Photovoltaic | 1 | PACT2 | 20 | 20 | 20 | NR | IPP Non-CHP | 69 | Q |  |  |  |  | 25.01 | Y | [5 empty] | 2024
65079 | PJM | Cottontail Solar 4 | 62842 | Lightsource Renewable Energy Asset Management, LLC | 40.9888 | -76.7929 | TBD | East Chillisquaque To | PA | 17847 | Northumberland | RFC | PJM | PJM Interconnection, LLC | Solar | Solar Photovoltaic | 1 | PACT4 | 20 | 20 | 20 | NR | IPP Non-CHP | 69 | Q |  |  |  |  | 25.25 | Y | [5 empty] | 2024
65080 | PJM | Cottontail Solar 5 | 62842 | Lightsource Renewable Energy Asset Management, LLC | 40.5608 | -77.3785 | 129 Smith Road | Penn Township | PA | 17059 | Juniata | RFC | PJM | PJM Interconnection, LLC | Solar | Solar Photovoltaic | 1 | PACT5 | 20 | 20 | 20 | NR | IPP Non-CHP | 69 | Q |  |  |  |  | 25.25 | Y | [5 empty] | 2024
65081 | PJM | Cottontail Solar 6 | 62842 | Lightsource Renewable Energy Asset Management, LLC | 40.7925 | -76.9051 | 1528 Clifford Rd | Penn Township | PA | 17870 | Snyder | RFC | PJM | PJM Interconnection, LLC | Solar | Solar Photovoltaic | 1 | PACT6 | 20 | 20 | 20 | NR | IPP Non-CHP | 69 | Q |  |  |  |  | 25.25 | Y | [5 empty] | 2024
65082 | PJM | Cottontail Solar 8 | 62842 | Lightsource Renewable Energy Asset Management, LLC | 39.9254 | -76.7838 | 2120 Alpha Dr. | West Manchester Towns | PA | 17408 | York | RFC | PJM | PJM Interconnection, LLC | Solar | Solar Photovoltaic | 1 | PACT8 | 20 | 20 | 20 | NR | IPP Non-CHP | 69 | Q |  |  |  |  | 25.03 | Y | [5 empty] | 2024
65084 | WECC | Pitkin County Solar | 64487 | Coolangatta Solar LLC | 39.2477 | -106.8768 | 90 Stevens St | Aspen | CO | 81611 | Pitkin | WECC | WACM | Western Area Power Administration - Rocky Mountain Region | Solar | Solar Photovoltaic | 1 | PTKN | 5 | 5 | 5 | NR | IPP Non-CHP | 24.9 | Q |  |  |  |  | 6 | Y | [5 empty] | 2021
65086 | MISO | Bremen | 9234 | Indiana Municipal Power Agency | 41.463 | -86.1635 | 5279 First Road | Bremen | IN | 46506 | Marshall | RFC | MISO | Midcontinent Independent Transmission System Operator, Inc.. | Solar | Solar Photovoltaic | 1 | BREM | 6.8 | 6.8 | 5.4 | RE | Electric Utility | 12.47 | P |  |  |  |  | 9 | Y | [5 empty] | 2022
65087 | MISO | Shamrock Solar LLC | 60025 | Greenbacker Renewable Energy Corporation | 44.1766 | -90.8465 | East Pine Hill Road | Black River Falls | WI | 54615 | Jackson | MRO | MISO | Midcontinent Independent Transmission System Operator, Inc.. | Solar | Solar Photovoltaic | 1 | 554 | 3 | 3 | 3 | NR | IPP Non-CHP | 12.5 | Q |  |  |  |  | 3.7 | Y | [5 empty] | 2021
65088 | MISO | Stromland Solar | 60025 | Greenbacker Renewable Energy Corporation | 44.1996 | -91.809 | Prairie Moon Road | Cochrane | WI | 54622 | Buffalo | MRO | MISO | Midcontinent Independent Transmission System Operator, Inc.. | Solar | Solar Photovoltaic | 1 | 510 | 3 | 3 | 3 | NR | IPP Non-CHP | 15 | Q |  |  |  |  | 3.7 | Y | [5 empty] | 2021
65089 | WECC | Foothill Sanitary Landfill - Solar Array | 64485 | Ameresco San Joaquin Solar LLC | 38.0424 | -120.9338 | 6484 N Waverly Road | Linden | CA | 95236 | San Joaquin | WECC | PACW | PacifiCorp - West | Solar | Solar Photovoltaic | 1 | 05452 | 3.6 | 3.5 | 2.4 | NR | IPP Non-CHP | 12 | Q |  |  |  |  | 5.3 | Y | [5 empty] | 2021
65091 | WECC | IGS KSBD | 60025 | Greenbacker Renewable Energy Corporation | 34.1054 | -117.2348 | 2535 E 3rd Street | Highland | CA | 92346 | San Bernardino | WECC | CISO | California Independent System Operator | Solar | Solar Photovoltaic | 1 | 293 | 4.3 | 4.3 | 4.3 | NR | IPP Non-CHP | 12 | Q |  |  |  |  | 5.7 | Y | [5 empty] | 2022
65094 | PJM | Jackson Legler Solar 1 LLC | 60025 | Greenbacker Renewable Energy Corporation | 40.0645 | -74.3504 | Homestead Road | Jackson Township | NJ | 8527 | Ocean | NPCC | PJM | PJM Interconnection, LLC | Solar | Solar Photovoltaic | 1 | 314 | 2.9 | 2.9 | 2.9 | NR | IPP Non-CHP | 13.8 | Q |  |  |  |  | 4 | [6 empty] | 2021
65095 | PJM | Mt Arlington Solar 1 LLC | 60025 | Greenbacker Renewable Energy Corporation | 40.9321 | -74.6238 | Berkshire Ave | Mt Arlington | NJ | 7856 | Morris | NPCC | PJM | PJM Interconnection, LLC | Solar | Solar Photovoltaic | 1 | 196 | 1.6 | 1.6 | 1.6 | NR | IPP Non-CHP | 15 | Q |  |  |  |  | 2.3 | [6 empty] | 2021
65098 | SPP | South Sioux City Energy Storage | 64486 | DG Nebraska Energy Storage, LLC | 42.4331 | -96.4072 | 1633 C. Avenue | South Sioux City | NE | 68776 | Dakota | MRO | SWPP | Southwest Power Pool | Battery | Batteries | 1 | SSCES | 1.5 | 1.5 | 1.5 | NR | IPP Non-CHP | 12.47 | Q | [7 empty] | 3 | 1.5 | 1.5 | LIB | 2020
65103 | WECC | Jicarilla Solar 2 | 65265 | Repsol Renewables NA | 36.1411 | -107.1712 | 405 Indian Rte J36 | Dulce | NM | 87528 | Rio Arriba | WECC | PNM | Public Service Company of New Mexico | Solar | Solar Photovoltaic | 1 | JICS2 | 50 | 50 | 50 | NR | IPP Non-CHP | 345 | Q |  |  |  |  | 62.5 | Y | Y |  |  |  |  | 2023
65104 | WECC | CA - DGS RFP - RJ Donovan State Prison | 62856 | Forefront Power, LLC | 35.582 | -116.924 | 480 Alta Road | San Diego | CA | 92179 | San Bernardino | WECC | CISO | California Independent System Operator | Solar | Solar Photovoltaic | 1 | 15111 | 2 | 2 | 2 | NR | IPP Non-CHP | 21 | Q |  |  |  |  | 2.7 | Y | [5 empty] | 2024
65105 | WECC | CA-DGS-California Correctional Inst | 62856 | Forefront Power, LLC | 35.1135 | -118.569 | 24900 Highway 202 | Tehachapi | CA | 92179 | Kern | WECC | CISO | California Independent System Operator | Solar | Solar Photovoltaic | 1 | 15111 | 4 | 4 | 4 | NR | IPP Non-CHP | 21 | Q |  |  |  |  | 5 | N | [5 empty] | 2024
65127 | MISO | AES Belleville Solar LLC | 61012 | AES Distributed Energy | 38.4872 | -90.0135 | 2381 Park Rd | Belleville | IL | 62220 | St Clair | SERC | MISO | Midcontinent Independent Transmission System Operator, Inc.. | Solar | Solar Photovoltaic | 1 | BELL | 9.9 | 9.9 | 9.9 | NR | IPP Non-CHP | 13.2 | Q |  |  |  |  | 13.3 | [6 empty] | 2021
65129 | SPP | Jayhawk Wind Energy Center | 49893 | Invenergy Services LLC | 37.7045 | -95.0298 | 631 Calvary Road | Hepler | KS | 66746 | Crawford | MRO | SWPP | Southwest Power Pool | Wind | Onshore Wind Turbine | 1 | 65010 | 197.4 | 197.4 | 197.4 | NR | IPP Non-CHP | 161 | Q |  | 70 | GE | 114 | [7 empty] | 2022
65130 | PJM | City of Bowie | 57313 | Tesla Inc. | 38.9046 | -76.6888 | 18509 Central Av | Mitchellville | MD | 20716 | Prince Georges | RFC | PJM | PJM Interconnection, LLC | Solar | Solar Photovoltaic | 1 | PV1 | 2 | 2 | 2 | NR | IPP Non-CHP | 36 | Q |  |  |  |  | 2.5 | Y | [5 empty] | 2021
65131 | WECC | Fremont - Kato Rd | 57313 | Tesla Inc. | 37.4792 | -121.9323 | 47400 Kato Rd | Fremont | CA | 94538 | Alameda | WECC | CISO | California Independent System Operator | Solar | Solar Photovoltaic | 2 | PV1; PV2 | 1.4 | 1.4 | 1.4 | NR | IPP Non-CHP | 0.48 | Q |  |  |  |  | 1.7 | [6 empty] | 2016
65132 | WECC | University of the Pacific | 65155 | The Greater Light USA LLC | 37.9801 | -121.3124 | 3601 pacific ave | Stockton | CA | 95211 | San Joaquin | WECC | CISO | California Independent System Operator | Mixed | Batteries; Solar Photovoltaic | 2 | BA1; PV1 | 5.5 | 5.5 | 5.5 | NR | IPP Non-CHP | 4.16 | Q |  |  |  |  | 5.4 |  |  | 2.2 | 1 | 1 | LIB | 2022
65133 | PJM | Benning Road | 64516 | Azimuth 180 Solar Electric, LLC | 38.8983 | -76.9556 | 3400 Benning Road NE | Washington | DC | 20019 | District of Columbia | RFC | PJM | PJM Interconnection, LLC | Solar | Solar Photovoltaic | 1 | BENRD | 0.8 | 0.8 | 0.8 | NR | IPP Non-CHP | 0.48 | Q |  |  |  |  | 1.2 | [6 empty] | 2021
65140 | WECC | Crimson | 64513 | RE Crimson LLC | 33.5735 | -114.8145 | Powerline Rd | Blythe | CA | 92225 | Riverside | WECC | CISO | California Independent System Operator | Battery | Batteries | 2 | SWSH1; SWSH2 | 350 | 350 | 350 | NR | IPP Non-CHP | 220 | Q | [7 empty] | 1400 | 308 | 306 | LIB | 2022
65143 | MISO | Big Turtle Wind Farm 2 | 5109 | DTE Electric Company | 43.9196 | -82.7944 | 8661 Sand Beach Rd | Harbor Beach | MI | 48441 | Huron | RFC | MISO | Midcontinent Independent Transmission System Operator, Inc.. | Wind | Onshore Wind Turbine | 1 | BTWF2 | 29.4 | 29.4 | 29.4 | RE | Electric Utility | 34.5 | I |  | 14 | Gamesa | 305 | [7 empty] | 2016
65151 | PJM | Energix Aditya, LLC | 64520 | Energix Aditya, LLC | 38.0177 | -77.9529 |  | Mineral | VA | 23093 | Louisa | SERC | PJM | PJM Interconnection, LLC | Solar | Solar Photovoltaic | 1 | ENX13 | 11.5 | 11.5 | 11.5 | NR | IPP Non-CHP | 34.5 | Q | 34886807 |  |  |  | 14.3 | Y | [5 empty] | 2023
65160 | MISO | Lily Garden | 64528 | Lily Garden LLC | 44.0796 | -93.5499 | 35949 110th St | Waseca | MN | 56093 | Waseca | MRO | MISO | Midcontinent Independent Transmission System Operator, Inc.. | Solar | Solar Photovoltaic | 1 | CSG | 1 | 1 | 1 | NR | IPP Non-CHP | 0.48 | Q |  |  |  |  | 1.5 | Y | Y |  |  |  |  | 2023
65164 | MISO | Grinnell College | 64516 | Azimuth 180 Solar Electric, LLC | 41.76 | -92.72 | 1800 16th Ave | Grinnell | IA | 50112 | Poweshiek | MRO | MISO | Midcontinent Independent Transmission System Operator, Inc.. | Solar | Solar Photovoltaic | 1 | GRIN | 3.9 | 3.9 | 3.9 | NR | IPP Non-CHP | 13.2 | Q |  |  |  |  | 4 | Y | [5 empty] | 2024
65167 | PJM | Hudson County Solar | 60025 | Greenbacker Renewable Energy Corporation | 40.7276 | -74.108 | 30-35 Hackensack Avenue | Kearny | NJ | 7032 | Hudson | RFC | PJM | PJM Interconnection, LLC | Solar | Solar Photovoltaic | 1 | 470 | 1.2 | 1.2 | 1.2 | NR | IPP Non-CHP | 13.2 | Q |  |  |  |  | 1.7 | [6 empty] | 2022
65168 | WECC | Five H Farms Solar Array | 59213 | Maas Energy Works | 37.1204 | -120.2928 | 5851 South California Highway | Merced | CA | 95314 | Merced | WECC | CISO | California Independent System Operator | Solar | Solar Photovoltaic | 1 | FHF | 1 | 1.1 | 1.1 | NR | IPP Non-CHP | 0.49 | Q |  |  |  |  | 2.2 | [6 empty] | 2021
65169 | WECC | Van der Kooi Dairy Solar Array | 59213 | Maas Energy Works | 36.2917 | -120.0224 | 13695 West Elkhorn Avenue | Riverdale | CA | 93656 | Fresno | WECC | CISO | California Independent System Operator | Solar | Solar Photovoltaic | 1 | VDK | 1 | 1.5 | 1.5 | NR | Industrial Non-CHP | 0.49 | Q |  |  |  |  | 3 | N | [5 empty] | 2021
65176 | PJM | WW-DC Solar 1, LLC | 60025 | Greenbacker Renewable Energy Corporation | 38.8257 | -77.002 | 4419 3rd St SE | Washington | DC | 20032 | District of Columbia | RFC | PJM | PJM Interconnection, LLC | Solar | Solar Photovoltaic | 1 | 654 | 1.2 | 1.2 | 1.2 | NR | IPP Non-CHP | 13.8 | Q |  |  |  |  | 1.5 | [6 empty] | 2022
65177 | WECC | Donaghy-Stockton | 64538 | Donaghy Sales Inc. | 37.9095 | -121.1949 | 4747 Logistics Drive | Stockton | CA | 95215 | San Joaquin | WECC | CISO | California Independent System Operator | Solar | Solar Photovoltaic | 1 | DSPV1 | 1.1 | 1.1 | 0.7 | NR | Commercial Non-CHP | 12.47 | COM |  |  |  |  | 1.6 | [6 empty] | 2021
65178 | WECC | Mtn. Solar 4 (CSG) | 60531 | Standard Solar | 39.7276 | -105.1131 | 10125 West 6th Avenue | Lakewood | CO | 80215 | Jefferson | WECC | PSCO | Public Service Company of Colorado | Solar | Solar Photovoltaic | 1 | MTNS4 | 1.5 | 1.5 | 1.5 | NR | IPP Non-CHP | 13.2 | Q |  |  |  |  | 2 | N | [5 empty] | 2021
65182 | WECC | CSP Los Angeles | 58970 | Ecoplexus, Inc | 34.6943 | -118.2278 | 44750 60th St W | Lancaster | CA | 93536 | Los Angeles | WECC | CISO | California Independent System Operator | Solar | Solar Photovoltaic | 1 | CSLPA | 2.3 | 2.3 | 2.3 | NR | IPP Non-CHP | 12.47 | Q |  |  |  |  | 2.7 | [6 empty] | 2022
65185 | WECC | Broadway 3 - Tucson Phase I | 61944 | MN8 Energy LLC | 32.2482 | -111.2611 | 14200 W. Mile Wide Rd. | Tucson | AZ | 85743 | Pima | WECC | TEPC | Tucson Electric Power Company | Solar | Solar Photovoltaic | 1 | GEN1 | 1 | 1 | 1 | NR | IPP Non-CHP | 0.48 | Q |  |  |  |  | 1.3 | Y | [5 empty] | 2011
65186 | WECC | Broadway 3 - UC Merced 1 | 61944 | MN8 Energy LLC | 37.3645 | -120.4311 | 5200 N Lake Blvd. | Merced | CA | 95343 | Merced | WECC | CISO | California Independent System Operator | Solar | Solar Photovoltaic | 1 | GEN1 | 1 | 1 | 1 | NR | IPP Non-CHP | 12 | Q |  |  |  |  | 1.1 | Y | [5 empty] | 2009
65187 | WECC | Broadway 3 - UCSB Lot 38 | 61944 | MN8 Energy LLC | 34.4197 | -119.8564 | Stadium Rd. Lot 38 | Santa Barbara | CA | 93106 | Santa Barbara | WECC | CISO | California Independent System Operator | Solar | Solar Photovoltaic | 1 | GEN1 | 1.8 | 1 | 1 | NR | IPP Non-CHP | 12 | Q |  |  |  |  | 1.9 | [6 empty] | 2016
65188 | WECC | Broadway 4 - Target Shafter | 61944 | MN8 Energy LLC | 35.4633 | -119.1891 | 3880 Zachary Ave. | Shafter | CA | 93263 | Kern | WECC | CISO | California Independent System Operator | Solar | Solar Photovoltaic | 1 | GEN1 | 1.6 | 1.6 | 1.6 | NR | IPP Non-CHP | 0.48 | Q |  |  |  |  | 2.1 | [6 empty] | 2018
65189 | WECC | West Village Solar - Array 1Community So | 64539 | CHF-Davis I, LLC | 38.5428 | -121.7775 | 298 Horizon St BLDG 6 E3.3 | Davis | CA | 95616 | Yolo | WECC | CISO | California Independent System Operator | Solar | Solar Photovoltaic | 1 | WVSA1 | 1.2 | 1 | 0.7 | NR | IPP Non-CHP | 0.48 | Q |  |  |  |  | 1.3 | [6 empty] | 2022
65190 | WECC | West Village Solar - Array 2 Community S | 64539 | CHF-Davis I, LLC | 38.5427 | -121.7766 | 301 Citron Street Bldg 5 E2.3 | Davis | CA | 95616 | Yolo | WECC | CISO | California Independent System Operator | Solar | Solar Photovoltaic | 1 | WVSA2 | 1.3 | 1 | 0.9 | NR | IPP Non-CHP | 0.48 | Q |  |  |  |  | 1.4 | [6 empty] | 2022
65191 | WECC | University of San Diego | 56778 | Bloom Energy 2009 PPA | 32.7717 | -117.1916 | 5998 Alcala Park | San Diego | CA | 92110 | San Diego | WECC | CISO | California Independent System Operator | Natural Gas | Other Natural Gas | 1 | USD00 | 1 | 1 | 1 | NR | IPP Non-CHP | 12 | Q | [11 empty] | 2016
65193 | WECC | CalTech - Pasadena (PPA) | 56778 | Bloom Energy 2009 PPA | 34.1394 | -118.1215 | 383 South Hill Avenue | Pasadena | CA | 91106 | Los Angeles | WECC | CISO | California Independent System Operator | Natural Gas | Other Natural Gas | 1 | CLT05 | 1 | 1 | 1 | NR | IPP Non-CHP | 41.6 | Q | [11 empty] | 2016
65194 | PJM | AT&T Middletown | 56778 | Bloom Energy 2009 PPA | 40.3979 | -74.1348 | 200 South Laurel Avenue | Middletown | NJ | 7748 | Monmouth | NPCC | PJM | PJM Interconnection, LLC | Natural Gas | Other Natural Gas | 1 | ATT39 | 2 | 2 | 2 | NR | IPP Non-CHP | 34.5 | Q | [11 empty] | 2015
65196 | WECC | SCC - San Jose | 57128 | Bloom Energy | 37.3511 | -121.9055 | 180 West Hedding Street | San Jose | CA | 95110 | Santa Clara | WECC | CISO | California Independent System Operator | Natural Gas | Other Natural Gas | 1 | SCC02 | 1 | 1 | 1 | NR | IPP Non-CHP | 12 | COM | [11 empty] | 2014
65199 | WECC | Keysight - Santa Rosa | 57128 | Bloom Energy | 38.4819 | -122.7111 | 1400 Fountaingrove Pky | Santa Rosa | CA | 95403 | Sonoma | WECC | CISO | California Independent System Operator | Natural Gas | Other Natural Gas | 1 | KST00 | 4.5 | 4.5 | 4.5 | NR | IPP Non-CHP | 21 | COM | [11 empty] | 2018
65200 | WECC | DirecTV - Los Angeles | 57128 | Bloom Energy | 33.9834 | -118.4252 | 12800 Culver Blvd | Los Angeles | CA | 90066 | Los Angeles | WECC | CISO | California Independent System Operator | Natural Gas | Other Natural Gas | 1 | DTV02 | 1 | 1 | 1 | NR | IPP Non-CHP | 0.5 | COM | [11 empty] | 2016
65203 | WECC | Beckton Dickenson - San Jose | 57128 | Bloom Energy | 37.3979 | -121.8859 | 2350 Qume Drive | San Jose | CA | 95131 | Santa Clara | WECC | CISO | California Independent System Operator | Natural Gas | Other Natural Gas | 1 | BDB01 | 1 | 1 | 1 | NR | IPP Non-CHP | 21 | COM | [11 empty] | 2016
65204 | WECC | AT&T - Redwood City | 57128 | Bloom Energy | 37.4808 | -122.2004 | 3175 Spring Street | Redwood City | CA | 94063 | San Mateo | WECC | CISO | California Independent System Operator | Natural Gas | Other Natural Gas | 1 | ATT95 | 1 | 1 | 1 | NR | IPP Non-CHP | 12.5 | COM | [11 empty] | 2013
65205 | WECC | AT&T - Gardena | 57128 | Bloom Energy | 33.875 | -118.2898 | 17200 South Vermont Avenue | Gardena | CA | 90247 | Los Angeles | WECC | CISO | California Independent System Operator | Natural Gas | Other Natural Gas | 1 | ATT26 | 1 | 1 | 1 | NR | IPP Non-CHP | 0.5 | COM | [11 empty] | 2013
65206 | WECC | AT&T - Hawthorne | 57128 | Bloom Energy | 33.9243 | -118.3206 | 2301 West 120th Street | Hawthorne | CA | 90250 | Los Angeles | WECC | CISO | California Independent System Operator | Natural Gas | Other Natural Gas | 1 | ATT58 | 1 | 1 | 1 | NR | IPP Non-CHP | 0.5 | COM | [11 empty] | 2016
65208 | WECC | AT&T - Hayward | 57128 | Bloom Energy | 37.6599 | -122.0969 | 221 West Winton Avenue | Hayward | CA | 94544 | Alameda | WECC | CISO | California Independent System Operator | Natural Gas | Other Natural Gas | 1 | ATA17 | 1 | 1 | 1 | NR | IPP Non-CHP | 12.5 | COM | [11 empty] | 2016
65210 | WECC | Enloe Medical - Chico | 57128 | Bloom Energy | 39.7426 | -121.8497 | 1531 Esplanade Ave | Chico | CA | 95926 | Butte | WECC | CISO | California Independent System Operator | Natural Gas | Other Natural Gas | 1 | ENL00 | 1.7 | 1.7 | 1.7 | NR | IPP Non-CHP | 12.5 | COM | [11 empty] | 2021
65211 | WECC | Comcast - Universal City | 57128 | Bloom Energy | 34.1377 | -118.3608 | 111 Universal Hollywood Drive | Universal City | CA | 91608 | Los Angeles | WECC | CISO | California Independent System Operator | Natural Gas | Other Natural Gas | 1 | CMC04 | 1 | 1 | 1 | NR | IPP Non-CHP | 4.2 | COM | [11 empty] | 2021
65213 | PJM | Altice - Parsippany | 57128 | Bloom Energy | 40.8451 | -74.4282 | 6 Eastmans Road | Parsippany-Troy Hills | NJ | 7054 | Morris | RFC | PJM | PJM Interconnection, LLC | Natural Gas | Other Natural Gas | 1 | ATC03 | 2 | 2 | 2 | NR | IPP Non-CHP | 12.5 | COM | [11 empty] | 2021
65214 | PJM | Gaucho Solar | 67220 | Gaucho Solar | 40.5116 | -80.3134 | 593 Bocktown Cork Road | Clinton | PA | 15026 | Beaver | RFC | PJM | PJM Interconnection, LLC | Solar | Solar Photovoltaic | 1 | GCHOS | 20 | 20 | 20 | NR | IPP Non-CHP | 23 | Q |  |  |  |  | 29.1 | N | [5 empty] | 2023
65215 | PJM | Nestlewood Solar | 67222 | Nestlewood Solar | 38.9255 | -84.0174 | 2010 Bethel Maple Rd. | Hamersville | OH | 45130 | Clermont | RFC | PJM | PJM Interconnection, LLC | Solar | Solar Photovoltaic | 1 | NSTLW | 80 | 80 | 80 | NR | IPP Non-CHP | 69 | Q |  |  |  |  | 109.1 | Y | [5 empty] | 2023
65219 | PJM | Caden Energix Endless Caverns, LLC | 64542 | Caden Energix Endless Caverns, LLC | 38.6136 | -78.6771 | 776 Craney Island Road | New Market | VA | 22844 | Rockingham | SERC | PJM | PJM Interconnection, LLC | Solar | Solar Photovoltaic | 1 | ENX16 | 31.4 | 31.4 | 31.4 | NR | IPP Non-CHP | 34.5 | Q |  |  |  |  | 36.1 | Y | [5 empty] | 2023
65220 | PJM | Pleasant Hill Solar | 56769 | Consolidated Edison Development Inc. | 36.6922 | -76.5786 | 1188 Hoiser Road | Suffolk | VA | 23434 | Suffolk City | NPCC | PJM | PJM Interconnection, LLC | Solar | Solar Photovoltaic | 1 | PHSPV | 20 | 20 | 20 | NR | IPP Non-CHP | 34.5 | Q |  |  |  |  | 26.6 |  | Y |  |  |  |  | 2023
65221 | PJM | Watlington Solar | 56769 | Consolidated Edison Development Inc. | 36.6815 | -78.886 | 1163 East Hyco Road | Halifax | VA | 24592 | Halifax | NPCC | PJM | PJM Interconnection, LLC | Solar | Solar Photovoltaic | 1 | WSPV | 20 | 20 | 20 | NR | IPP Non-CHP | 34.5 | Q |  |  |  |  | 25.7 |  | Y |  |  |  |  | 2023
65223 | MISO | Phare Garden | 64549 | Phare Garden LLC | 44.7682 | -95.3423 | 81505 CO RD 9 | Sacred Heart | MN | 56285 | Renville | MRO | MISO | Midcontinent Independent Transmission System Operator, Inc.. | Solar | Solar Photovoltaic | 1 | CGS | 0.9 | 0.9 | 0.9 | NR | IPP Non-CHP | 0.48 | Q |  |  |  |  | 1.3 | Y | Y |  |  |  |  | 2023
65224 | PJM | Apple Grove Solar, LLC | 64548 | Apple Grove Solar, LLC | 37.9195 | -77.862 | TBD | Mineral | VA | 23117 | Louisa | SERC | PJM | PJM Interconnection, LLC | Solar | Solar Photovoltaic | 1 | ENX15 | 18.6 | 18.6 | 18.6 | NR | IPP Non-CHP | 34.5 | Q |  |  |  |  | 20.1 | Y | [5 empty] | 2023
65225 | PJM | Waverly Solar, LLC | 64547 | Waverly Solar, LLC | 37.0208 | -77.1226 | 29656 Sussex Drive | Waverly | VA | 23890 | Sussex | SERC | PJM | PJM Interconnection, LLC | Solar | Solar Photovoltaic | 1 | ENX17 | 118 | 118 | 118 | NR | IPP Non-CHP | 115 | Q |  |  |  |  | 149.2 | Y | [5 empty] | 2023
65227 | MISO | Ameresco Danville Solar, LLC | 60025 | Greenbacker Renewable Energy Corporation | 40.1035 | -87.6498 | 601 North G North Street | Tilton | IL | 61833 | Vermilion | SERC | MISO | Midcontinent Independent Transmission System Operator, Inc.. | Solar | Solar Photovoltaic | 1 | 401 | 2 | 2 | 2 | NR | IPP Non-CHP | 12.5 | Q |  |  |  |  | 2.6 | [6 empty] | 2021
65228 | WECC | Red Prairie Solar | 64556 | TLS Capital, Inc | 45.0874 | -123.4174 | 23900 Red Prairie Rd | Sheridan | OR | 97378 | Yamhill | WECC | PGE | Portland General Electric Company | Solar | Solar Photovoltaic | 1 | RP21 | 2.2 | 2.2 | 2.2 | NR | IPP Non-CHP | 12.47 | Q |  |  |  |  | 3.1 | [6 empty] | 2021
65229 | WECC | OK Produce Fresno Carport | 64558 | OK Produce | 36.7235 | -119.7744 | 1888 S. East Ave. | Fresno | CA | 93721 | Fresno | WECC | CISO | California Independent System Operator | Solar | Solar Photovoltaic | 1 | OKPVC | 2 | 2 | 1.3 | NR | Commercial Non-CHP | 12.47 | COM |  |  |  |  | 2.5 | [6 empty] | 2019
65230 | MISO | Truman Solar | 64546 | Truman Solar, LLC | 38.956 | -92.243 | 6200 East I-70 Drive | Colombia | MO | 65201 | Boone | SERC | MISO | Midcontinent Independent Transmission System Operator, Inc.. | Solar | Solar Photovoltaic | 1 | TMS | 10 | 10 | 10 | NR | IPP Non-CHP | 13.8 | Q |  |  |  |  | 14 | Y | [5 empty] | 2021
65231 | WECC | Hunter Solar, LLC (CO) | 64559 | Hunter Solar, LLC | 39.6266 | -104.465 | 4988 South County Road 129 RD | Bennett | CO | 80102 | Arapahoe | WECC | PSCO | Public Service Company of Colorado | Solar | Solar Photovoltaic | 1 | HCO | 75 | 75 | 75 | NR | IPP Non-CHP | 115 | Q |  |  |  |  | 101.1 | Y | [5 empty] | 2023
65235 | WECC | Venture 2 - 1B | 64550 | UXI CSG Venture 2 8302 LLC | 39.7522 | -104.6651 | 27600 E 26th Ave | Aurora | CO | 80019 | Adams | WECC | PSCO | Public Service Company of Colorado | Solar | Solar Photovoltaic | 1 | 75024 | 1.5 | 1.5 | 1.5 | NR | IPP Non-CHP | 13.2 | Q |  |  |  |  | 2 | Y | [5 empty] | 2021
65236 | WECC | Venture 3 - 1C | 64551 | UXI CSG Venture 3 8303 LLC | 39.7505 | -104.6673 | 27410 E 26th Ave | Aurora | CO | 80019 | Adams | WECC | PSCO | Public Service Company of Colorado | Solar | Solar Photovoltaic | 1 | 75021 | 1.5 | 1.5 | 1.5 | NR | IPP Non-CHP | 13.2 | Q |  |  |  |  | 2 | Y | [5 empty] | 2021
65237 | WECC | Venture 4 - 1D | 64552 | UXI CSG Venture 4 8304 LLC | 39.7523 | -104.6673 | 27610 E 26th Ave | Aurora | CO | 80019 | Adams | WECC | PSCO | Public Service Company of Colorado | Solar | Solar Photovoltaic | 1 | 75023 | 1.5 | 1.5 | 1.5 | NR | IPP Non-CHP | 13.2 | Q |  |  |  |  | 2 | Y | [5 empty] | 2021
65238 | WECC | Chambers 4 - Eastvale LGB3 | 61944 | MN8 Energy LLC | 33.9985 | -117.5529 | 4950 Goodman Rd. | Eastvale | CA | 92880 | Riverside | WECC | CISO | California Independent System Operator | Solar | Solar Photovoltaic | 1 | GEN1 | 2.4 | 2.4 | 2.4 | NR | IPP Non-CHP | 0.48 | Q |  |  |  |  | 3.5 | [6 empty] | 2019
65251 | WECC | Chambers 4 - Redland LGB4 | 61944 | MN8 Energy LLC | 34.0804 | -117.2014 | 27517 Pioneer Ave. | Redlands | CA | 92374 | San Bernardino | WECC | CISO | California Independent System Operator | Solar | Solar Photovoltaic | 1 | GEN1 | 1.9 | 1.9 | 1.9 | NR | IPP Non-CHP | 0.48 | Q |  |  |  |  | 2.8 | [6 empty] | 2019
65252 | WECC | Chambers 4 - Riverside LGB6 | 61944 | MN8 Energy LLC | 33.881 | -117.3004 | 20901 Krameria Ave | Riverside | CA | 92508 | Riverside | WECC | CISO | California Independent System Operator | Solar | Solar Photovoltaic | 1 | GEN1 | 2.4 | 2.4 | 2.4 | NR | IPP Non-CHP | 0.48 | Q |  |  |  |  | 3.1 | [6 empty] | 2018
65253 | WECC | Chambers 4 - Rialto LGB8 | 61944 | MN8 Energy LLC | 34.1294 | -117.4055 | 1568 N. Linden Ave | Rialto | CA | 92376 | San Bernardino | WECC | CISO | California Independent System Operator | Solar | Solar Photovoltaic | 1 | GEN1 | 2.2 | 2.2 | 2.2 | NR | IPP Non-CHP | 0.48 | Q |  |  |  |  | 3.2 | [6 empty] | 2018
65254 | WECC | Chambers 4 - Sacramento SMF1 | 61944 | MN8 Energy LLC | 38.6825 | -121.5743 | 4900 W. Elkhorn Blvd | Sacramento | CA | 95835 | Sacramento | WECC | BANC | Balancing Authority of Northern California | Solar | Solar Photovoltaic | 1 | GEN1 | 2.7 | 2.7 | 2.7 | NR | IPP Non-CHP | 0.48 | Q |  |  |  |  | 3.5 | [6 empty] | 2018
65255 | WECC | Chambers 4 - Eastvale DCA2 | 61944 | MN8 Energy LLC | 33.9935 | -117.5539 | 5250 Goodman Rd | Eastvale | CA | 91752 | Riverside | WECC | CISO | California Independent System Operator | Solar | Solar Photovoltaic | 1 | GEN1 | 1.5 | 1.5 | 1.5 | NR | IPP Non-CHP | 0.48 | Q |  |  |  |  | 2.2 | [6 empty] | 2018
65256 | WECC | Chambers 4 - San Bernardino SNA7 | 61944 | MN8 Energy LLC | 34.0775 | -117.2726 | 555 East Orange Show Rd | San Bernardino | CA | 92408 | San Bernardino | WECC | CISO | California Independent System Operator | Solar | Solar Photovoltaic | 1 | GEN1 | 2 | 2 | 2 | NR | IPP Non-CHP | 0.48 | Q |  |  |  |  | 2.9 | [6 empty] | 2018
65257 | MISO | Lineage MS | 62915 | Madison Energy Holdings LLC | 32.2544 | -90.1554 | 300 Industrial Park Drive | Richland | MS | 39218 | Rankin | SERC | MISO | Midcontinent Independent Transmission System Operator, Inc.. | Solar | Solar Photovoltaic | 1 | LMS01 | 1.2 | 1.2 | 1.2 | NR | IPP Non-CHP | 0.48 | Q |  |  |  |  | 1.5 | [6 empty] | 2021
65258 | PJM | Wapakoneta-Pratt | 62915 | Madison Energy Holdings LLC | 40.544 | -84.187 | 13800 Short Rd | Wapakoneta | OH | 45895 | Auglaize | RFC | PJM | PJM Interconnection, LLC | Solar | Solar Photovoltaic | 1 | WKP01 | 13.5 | 13.5 | 13.5 | NR | IPP Non-CHP | 15 | Q |  |  |  |  | 17.3 | [6 empty] | 2021
65276 | MISO | USS Peach Solar LLC | 65173 | United States Solar Corporation | 44.1711 | -93.9089 | 21541 594th Ave | Mankato | MN | 56001 | Blue Earth | MRO | MISO | Midcontinent Independent Transmission System Operator, Inc.. | Solar | Solar Photovoltaic | 1 | USSPS | 1 | 1 | 1 | NR | IPP Non-CHP | 13.8 | Q |  |  |  |  | 1.4 | Y | [5 empty] | 2022
65277 | WECC | Wonderful Huller & Shelling | 63689 | Wonderful Renewable Energy, LLC. | 35.5761 | -119.7888 | 15853 Brown Material Road | Lost Hills | CA | 93249 | Kern | WECC | CISO | California Independent System Operator | Solar | Solar Photovoltaic | 1 | WHS01 | 1.5 | 1.5 | 0.7 | NR | Industrial Non-CHP | 21 | Q |  |  |  |  | 2 | Y | [5 empty] | 2021
65278 | WECC | Wonderful Lost Hills | 63689 | Wonderful Renewable Energy, LLC. | 35.6693 | -119.8766 | 10870 Pistachio Road | Lost Hills | CA | 93249 | Kern | WECC | CISO | California Independent System Operator | Solar | Solar Photovoltaic | 1 | WLH01 | 17.1 | 16.7 | 13 | NR | Industrial Non-CHP | 69 | Q |  |  |  |  | 24.9 | Y | [5 empty] | 2021
65280 | PJM | 601 Doremus CDG | 60268 | Hartz Solar, LLC | 40.732 | -74.1205 | 601 Doremus Avenue | Newark | NJ | 7105 | Essex | RFC | PJM | PJM Interconnection, LLC | Solar | Solar Photovoltaic | 1 | 1 | 1.5 | 1.5 | 1.1 | NR | IPP Non-CHP | 480 | COM |  |  |  |  | 2 | [6 empty] | 2021
65281 | PJM | Bomber CSG | 64572 | Hampstead Solar, LLC | 39.599 | -76.8526 | 630 Hanover Pike | Hampstead | MD | 21074 | Carroll | RFC | PJM | PJM Interconnection, LLC | Solar | Solar Photovoltaic | 1 | BOMB | 6 | 6 | 6 | NR | IPP Non-CHP | 13.8 | Q |  |  |  |  | 9.2 | N | [5 empty] | 2021
65282 | MISO | Red Barn Energy | 20860 | Wisconsin Public Service Corp | 42.9514 | -90.4407 | 389 Ebenezer Road | Montfort | WI | 53569 | Grant | RFC | MISO | Midcontinent Independent Transmission System Operator, Inc.. | Wind | Onshore Wind Turbine | 1 | WT | 91.6 | 91.6 | 91.6 | RE | Electric Utility | 138 | I |  | 28 | GE | 322 | [7 empty] | 2023
65289 | PJM | 5601 Westside CDG | 60268 | Hartz Solar, LLC | 40.7796 | -74.0418 | 5601 Westside Avenue | North Bergen | NJ | 7047 | Hudson | RFC | PJM | PJM Interconnection, LLC | Solar | Solar Photovoltaic | 1 | 1 | 1.5 | 1.5 | 1.1 | NR | IPP Non-CHP | 0.48 | COM |  |  |  |  | 2 | [6 empty] | 2021
65295 | SPP | Bob Glanzer Generating Station | 13809 | NorthWestern Energy - (SD) | 44.3695 | -98.1722 | 40209 East Highway 14 | Huron | SD | 57350 | Beadle | MRO | SWPP | Southwest Power Pool | Natural Gas | Natural Gas Internal Combustion Engine | 6 | HG1; HG2; HG3; HG4; HG5; HG6 | 69 | 55.2 | 55.2 | RE | Electric Utility | 69 | I | [11 empty] | 2022
65296 | SPP | Hawthorn Solar I | 10000 | Evergy Metro | 39.1338 | -94.4863 | 8700 East Front Street | Kansas City | MO | 64120 | Jackson | MRO | SWPP | Southwest Power Pool | Solar | Solar Photovoltaic | 1 | HAW10 | 10 | 10 | 10 | RE | Electric Utility | 161 | I |  |  |  |  | 12 | Y | Y |  |  |  |  | 2023
65302 | PJM | Salt City Solar Project - Hybrid | 64607 | Salt City Solar LLC | 39.4147 | -82.9629 | TBD | Circleville | OH | 45601 | Ross | RFC | PJM | PJM Interconnection, LLC | Solar | Solar Photovoltaic | 1 | SOLAR | 49.9 | 49.9 | 49.9 | NR | IPP Non-CHP | 138 | Q |  |  |  |  | 68 | Y | [5 empty] | 2023
65304 | PJM | ENGIE Solidago Solar Project - Hybrid | 64609 | ENGIE Solidago Solar LLC | 39.3952 | -75.7535 | 200 Dogtown Road | Townsend | DE | 19734 | New Castle | RFC | PJM | PJM Interconnection, LLC | Solar | Solar Photovoltaic | 1 | SOLAR | 50 | 50 | 50 | NR | IPP Non-CHP | 138 | Q |  |  |  |  | 64.2 | Y | [5 empty] | 2022
65305 | PJM | Powells Creek Solar - Hybrid | 64610 | Powells Creek Farm Solar, LLC | 36.5547 | -79.0286 | 1199 State Rte 769 | Alton | VA | 24552 | Halifax | SERC | PJM | PJM Interconnection, LLC | Solar | Solar Photovoltaic | 1 | SOLAR | 70 | 70 | 70 | NR | IPP Non-CHP | 230 | Q |  |  |  |  | 94.5 | Y | [5 empty] | 2023
65307 | PJM | Sunnybrook Solar Project - Hybrid | 64612 | Sunnybrook Farm Solar, LLC | 36.7987 | -78.8396 | Clays Mill Rd | Scottsburg | VA | 24589 | Halifax | SERC | PJM | PJM Interconnection, LLC | Solar | Solar Photovoltaic | 1 | SUNS | 51 | 51 | 51 | NR | IPP Non-CHP | 115 | Q |  |  |  |  | 57.1 | Y | [5 empty] | 2022
65311 | WECC | Cedar Creek Wind, LLC | 64624 | Cedar Creek Wind, LLC | 43.3276 | -112.0577 | Sand Creek Road | Shelley | ID | 83274 | Bingham | WECC | PACE | PacifiCorp - East | Wind | Onshore Wind Turbine | 1 | CDCRK | 160 | 160 | 160 | NR | IPP Non-CHP | 161 | Q |  | 47 | GE | 98 | [7 empty] | 2024
65314 | PJM | Caden Energix Wytheville LLC | 64577 | Caden Energix Wytheville LLC | 36.9643 | -81.0499 | 1182 State Rte T-647 | Wytheville | VA | 24382 | Wythe | SERC | PJM | PJM Interconnection, LLC | Solar | Solar Photovoltaic | 1 | ENX19 | 20 | 20 | 20 | NR | IPP Non-CHP | 34.5 | Q |  |  |  |  | 24.5 | Y | [5 empty] | 2022
65315 | PJM | Gas City 2 | 9234 | Indiana Municipal Power Agency | 40.4787 | -85.5581 | County Road 600 E. | Gas City | IN | 46933 | Grant | RFC | PJM | PJM Interconnection, LLC | Solar | Solar Photovoltaic | 1 | GASC2 | 1.8 | 1.8 | 1.4 | RE | Electric Utility | 12.47 | P |  |  |  |  | 2.4 | Y | [5 empty] | 2023
65316 | MISO | Sapphire Sky Wind Energy LLC | 49893 | Invenergy Services LLC | 40.2945 | -88.5846 | 853 State Highway 54 | Farmer City | IL | 61842 | DeWitt | SERC | MISO | Midcontinent Independent Transmission System Operator, Inc.. | Wind | Onshore Wind Turbine | 1 | 65011 | 259.8 | 259.8 | 259.8 | NR | IPP Non-CHP | 138 | Q |  | 64 | Vestas | 383.9 | [7 empty] | 2023
65317 | PJM | Springfield Solar | 58468 | Dominion Renewable Energy | 38.093 | -76.799 | 17443 Kings Highway | Montross | VA | 22520 | Westmoreland | SERC | PJM | PJM Interconnection, LLC | Solar | Solar Photovoltaic | 1 | SPRG | 2 | 2 | 2 | RE | Electric Utility | 34.5 | I |  |  |  |  | 2.4 | Y | [5 empty] | 2024
65319 | PJM | Maplewood Solar | 58468 | Dominion Renewable Energy | 36.89 | -79.32 | 1271 Toshes Road | Climax | VA | 24531 | Pittsylvania | SERC | PJM | PJM Interconnection, LLC | Solar | Solar Photovoltaic | 1 | MAPL | 120 | 120 | 120 | RE | Electric Utility | 138 | I |  |  |  |  | 144.7 | Y | [5 empty] | 2022
65321 | PJM | Rochambeau Solar | 58468 | Dominion Renewable Energy | 37.35 | -76.76 | 4951 Rochambeau Drive | Williamsburg | VA | 23185 | James City | SERC | PJM | PJM Interconnection, LLC | Solar | Solar Photovoltaic | 1 | RBSO | 19.9 | 19.9 | 19.9 | RE | Electric Utility | 34.5 | I |  |  |  |  | 25.6 | Y | [5 empty] | 2021
65322 | PJM | Fort Powhatan Solar | 58468 | Dominion Renewable Energy | 37.26 | -77.08 | 17505 Wards Creek Rd | Disputanta | VA | 23842 | Prince George | SERC | PJM | PJM Interconnection, LLC | Solar | Solar Photovoltaic | 1 | FTPW | 150 | 150 | 150 | RE | Electric Utility | 230 | I |  |  |  |  | 204 | Y | [5 empty] | 2022
65323 | PJM | Bedford Solar (Dominion) | 58468 | Dominion Renewable Energy | 36.7 | -76.1647 | 1901 Blue Ridge Road | Chesapeake | VA | 23323 | Chesapeake City | SERC | PJM | PJM Interconnection, LLC | Solar | Solar Photovoltaic | 1 | BEDF | 70 | 70 | 70 | RE | Electric Utility | 230 | I |  |  |  |  | 78.5 | Y | [5 empty] | 2021
65324 | PJM | Hollins Ferry CSG | 64641 | ICFTS MD Solar, LLC | 39.2258 | -76.6881 | 4803 Hollins Ferry Road | Halethorpe | MD | 21227 | Baltimore City | RFC | PJM | PJM Interconnection, LLC | Solar | Solar Photovoltaic | 1 | HOLL | 1.5 | 1.5 | 1.5 | NR | IPP Non-CHP | 13.2 | Q |  |  |  |  | 2.1 | [6 empty] | 2021
65328 | MISO | Meridian Wind Park | 5109 | DTE Electric Company | 43.462 | -84.3398 | 21211 Dice Rd | Merrill | MI | 48637 | Gratiot | RFC | MISO | Midcontinent Independent Transmission System Operator, Inc.. | Wind | Onshore Wind Turbine | 1 | 1 | 225 | 225 | 225 | RE | Electric Utility | 138 | I |  | 77 | GE | 289 | [7 empty] | 2023
65329 | PJM | Mount Laurel Solar | 56990 | NJR Clean Energy Ventures Corporation | 39.9756 | -74.8887 | 3244 Marne Highway | Mt. Laurel | NJ | 8054 | Burlington | RFC | PJM | PJM Interconnection, LLC | Solar | Solar Photovoltaic | 1 | LAURL | 2.5 | 2.5 | 2.5 | NR | IPP Non-CHP | 13.2 | Q |  |  |  |  | 2.9 | [6 empty] | 2020
65330 | WECC | 8500 Balboa PV, LLC | 64640 | 8500 Balboa PV, LLC | 34.2238 | -118.4997 | 8500 Balboa Blvd | Northridge | CA | 91406 | Los Angeles | WECC | LDWP | Los Angeles Department of Water and Power | Solar | Solar Photovoltaic | 2 | BALB1; VSPRC | 3.2 | 3.2 | 3.2 | NR | IPP Non-CHP | 34.5 | Q |  |  |  |  | 4 | [6 empty] | 2022
65331 | WECC | 20333 Normandie PV, LLC | 66225 | TRITEC Americas | 33.8461 | -118.3002 | 20333 S Normandie Ave | Torrance | CA | 90501 | Los Angeles | WECC | LDWP | Los Angeles Department of Water and Power | Solar | Solar Photovoltaic | 1 | NORMA | 2.6 | 2.6 | 2.4 | NR | IPP Non-CHP | 34.5 | I |  |  |  |  | 3.2 | [6 empty] | 2021
65332 | PJM | CPV Maple Hill Solar | 64669 | CPV Maple Hill Solar, LLC | 40.3502 | -78.646 | 174 Matt Caroline Drive | Portage | PA | 15946 | Cambria | RFC | PJM | PJM Interconnection, LLC | Solar | Solar Photovoltaic | 1 | MH1 | 100 | 100 | 100 | NR | IPP Non-CHP | 230 | Q | PN Maple Hill-Fiddlers 1 SP |  |  |  | 129 | Y | Y |  |  |  |  | 2023
65334 | SPP | Platteview Solar LLC | 61012 | AES Distributed Energy | 41.191 | -96.3794 | 470 County Road J | Ashland | NE | 68003 | Saunders | MRO | SWPP | Southwest Power Pool | Solar | Solar Photovoltaic | 1 | PLTVW | 81 | 81 | 81 | NR | IPP Non-CHP | 69 | Q |  |  |  |  | 101 | Y | [5 empty] | 2024
65339 | PJM | MD - CS - Potomac Edison Co - GA25 TPE ( | 64872 | Distributed Solar Development, LLC | 39.6081 | -79.3282 | 1567 Aiken Miller Road | Accident | MD | 21520 | Garrett | RFC | PJM | PJM Interconnection, LLC | Solar | Solar Photovoltaic | 1 | 19002 | 2 | 2 | 2 | NR | IPP Non-CHP | 21 | Q |  |  |  |  | 3.2 | Y | [5 empty] | 2022
65340 | PJM | MD - CS - BGE - PR24 TPE | 64872 | Distributed Solar Development, LLC | 38.9274 | -76.6992 | 17205 Mill Branch Place | Mitchellville | MD | 20716 | Prince Georges | RFC | PJM | PJM Interconnection, LLC | Solar | Solar Photovoltaic | 1 | 19003 | 2 | 2 | 2 | NR | IPP Non-CHP | 21 | Q |  |  |  |  | 3.1 | Y | [5 empty] | 2022
65346 | MISO | Macbeth Solar | 64676 | Macbeth Solar, LLC | 43.437 | -86.353 | 9672 Sikkenga Rd | Montague | MI | 49437 | Muskegon | RFC | MISO | Midcontinent Independent Transmission System Operator, Inc.. | Solar | Solar Photovoltaic | 1 | MCB20 | 20 | 20 | 20 | NR | IPP Non-CHP | 46 | Q |  |  |  |  | 28 | Y | [5 empty] | 2022
65347 | MISO | Lyons Road | 64677 | Lyons Road Solar, LLC | 42.9658 | -84.1429 | 2620 Lyons Road | Owosso | MI | 48867 | Shiawassee | RFC | MISO | Midcontinent Independent Transmission System Operator, Inc.. | Solar | Solar Photovoltaic | 1 | LYON1 | 20 | 20 | 20 | NR | IPP Non-CHP | 46 | Q |  |  |  |  | 28 | Y | [5 empty] | 2022
65348 | PJM | Mount Olive Solar Farm | 56990 | NJR Clean Energy Ventures Corporation | 40.881 | -74.699 | 149 Gold Mine Road | Mt. Olive | NJ | 7828 | Morris | RFC | PJM | PJM Interconnection, LLC | Solar | Solar Photovoltaic | 1 | OLIVE | 19.8 | 19.8 | 19.8 | NR | IPP Non-CHP | 34.5 | Q |  |  |  |  | 25.6 | [6 empty] | 2023
65349 | MISO | Mulligan Solar, LLC | 64684 | Mulligan Solar | 40.0939 | -89.4204 | 900 East Broadwell | Broadwell | IL | 62656 | Logan | SERC | MISO | Midcontinent Independent Transmission System Operator, Inc.. | Solar | Solar Photovoltaic | 1 | MLGAN | 70 | 70 | 70 | NR | IPP Non-CHP | 138 | Q |  |  |  |  | 92.4 | Y | [5 empty] | 2022
65350 | MISO | Ford County Wind Farm LLC | 64683 | Ford Ridge | 40.5563 | -88.3495 | North 600E Road | Ford County | IL | 61733 | Ford | SERC | MISO | Midcontinent Independent Transmission System Operator, Inc.. | Wind | Onshore Wind Turbine | 1 | FORDC | 121.3 | 121.3 | 121.3 | NR | IPP Non-CHP | 138 | Q |  | 43 | GE | 292 | [7 empty] | 2022
65351 | MISO | General Dynamics | 61204 | Today's Power, Inc. | 33.602 | -92.541 | 1 AR-203 | Hampton | AR | 71744 | Ouachita | SERC | MISO | Midcontinent Independent Transmission System Operator, Inc.. | Mixed | Solar Photovoltaic; Batteries | 3 | GD; GDBA1; GDBA2 | 7 | 7 | 7 | RE | Industrial Non-CHP | 12.47 | C |  |  |  |  | 2.4 | Y |  | 9.6 | 5 | 5 | LIB | 2020
65357 | PJM | OER Monarch CSG | 60531 | Standard Solar | 38.7996 | -76.7895 | 6901 Old Crain Hwy | Upper Marlboro | MD | 20722 | Prince Georges | RFC | PJM | PJM Interconnection, LLC | Solar | Solar Photovoltaic | 1 | OERMN | 2 | 2 | 2 | NR | IPP Non-CHP | 13.8 | Q |  |  |  |  | 2.8 | [6 empty] | 2021
65358 | PJM | OER Patuxent CSG | 60531 | Standard Solar | 38.8386 | -76.6831 | 4913 Sands Rd | Lothian | MD | 20711 | Anne Arundel | RFC | PJM | PJM Interconnection, LLC | Solar | Solar Photovoltaic | 1 | PATUX | 2 | 2 | 2 | NR | IPP Non-CHP | 15 | Q |  |  |  |  | 2.9 | Y | [5 empty] | 2022
65359 | PJM | Shepherds Mill CSG | 60531 | Standard Solar | 39.5623 | -77.1618 | 303 Shepherds Mill Rd | Union Bridge | MD | 21791 | Carroll | RFC | PJM | PJM Interconnection, LLC | Solar | Solar Photovoltaic | 1 | SHEPM | 2 | 2 | 2 | NR | IPP Non-CHP | 12.47 | Q |  |  |  |  | 2.8 | [6 empty] | 2021
65360 | WECC | AT&T - San Diego Trade Street | 57128 | Bloom Energy | 32.8876 | -117.1668 | 7337 Trade Street | San Diego | CA | 92121 | San Diego | WECC | CISO | California Independent System Operator | Natural Gas | Other Natural Gas | 1 | ATA02 | 1 | 1 | 1 | NR | IPP Non-CHP | 12 | COM | [11 empty] | 2016
65361 | WECC | CalTech - Pasadena Wilson Ave | 57128 | Bloom Energy | 34.1382 | -118.1284 | 405 S Wilson Ave | Pasadena | CA | 91106 | Los Angeles | WECC | CISO | California Independent System Operator | Natural Gas | Other Natural Gas | 1 | CLT30 | 2.2 | 2.2 | 2.2 | NR | IPP Non-CHP | 16.5 | COM | [11 empty] | 2019
65364 | WECC | Danell Bros Inc | 64698 | Renewable Solar, Inc | 36.2676 | -119.6316 | 9705 Idaho Ave | Hanford | CA | 93230 | Kings | WECC | CISO | California Independent System Operator | Solar | Solar Photovoltaic | 1 | 12585 | 2.6 | 2.6 | 2.6 | NR | Industrial Non-CHP | 12 | IND |  |  |  |  | 2.8 | Y | [5 empty] | 2021
65365 | WECC | CA - Ventura Co CCD - Moorpark College | 62856 | Forefront Power, LLC | 34.2997 | -118.8335 | 7075 Campus Rd | Moorpark | CA | 93021 | Ventura | WECC | CISO | California Independent System Operator | Solar | Solar Photovoltaic | 1 | 17024 | 2.6 | 2.6 | 2.6 | NR | IPP Non-CHP | 21 | Q |  |  |  |  | 3.1 | [6 empty] | 2023
65367 | SPP | POET Bioprocessing- Mitchell | 64697 | POET Bioprocessing- Mitchell | 43.8024 | -98.1018 | 40509 247th Street | Mitchell | SD | 57301 | Davison | MRO | SWPP | Southwest Power Pool | Natural Gas | Natural Gas Steam Turbine | 1 | 1 | 3.9 | 3.9 | 3.9 | NR | Industrial CHP | 12.47 | IND | [11 empty] | 2021
65368 | PJM | Linden Hawk Rise Solar CSG | 62836 | Navisun LLC | 40.6039 | -74.2455 | 1451 Lower Road | Linden | NJ | 7036 | Union | NPCC | PJM | PJM Interconnection, LLC | Solar | Solar Photovoltaic | 1 | LINDN | 4 | 4 | 4 | NR | IPP Non-CHP | 22.8 | Q |  |  |  |  | 4.5 | [6 empty] | 2021
65374 | SPP | Fredonia (KS) | 6762 | City of Fredonia - (KS) | 37.5471 | -95.8153 | 1525 N. 15th Street | Fredonia | KS | 66736 | Wilson | MRO | SWPP | Southwest Power Pool | Petroleum | Petroleum Liquids | 2 | GEN1; GEN2 | 3 | 3 | 3 | RE | Electric Utility | 69 | M | 300 | [10 empty] | 2023
65380 | WECC | Solomon Generating Facility | 40230 | Deseret Generation & Tran Coop | 37.0301 | -113.5634 | 4570 South River Road | St. George | UT | 84790 | Washington | WECC | PACE | PacifiCorp - East | Natural Gas | Natural Gas Internal Combustion Engine | 1 | 3 | 14.9 | 14.9 | 14.9 | RE | Electric Utility | 15 | C | [11 empty] | 2022
65381 | MISO | Allie L.L.C. (CSG) | 64722 | Allie L.L.C. | 44.7888 | -95.2015 | 789 Park Avenue East | Renville | MN | 56284 | Renville | MRO | MISO | Midcontinent Independent Transmission System Operator, Inc.. | Solar | Solar Photovoltaic | 1 | PAPE | 1 | 1 | 1 | NR | IPP Non-CHP | 0.48 | Q |  |  |  |  | 1.5 | Y | [5 empty] | 2022
65382 | WECC | Lincoln WWTF Hybrid | 64724 | Lincoln Solar Star, LLC | 38.859 | -121.346 | 1245 Fiddyment Rd | Lincoln | CA | 95648 | Placer | WECC | CISO | California Independent System Operator | Mixed | Batteries; Solar Photovoltaic | 2 | ESS; PV | 4 | 3.8 | 3.3 | NR | IPP Non-CHP | 12.47 | Q |  |  |  |  | 3.7 | Y |  | 2 | 1 | 1 | LIB | 2021
65383 | WECC | Bodega Avenue Solar LLC | 64725 | Bodega Avenue Solar LLC | 38.2615 | -122.7373 | 5853 Bodega Ave | Petaluma | CA | 94952 | Sonoma | WECC | CISO | California Independent System Operator | Solar | Solar Photovoltaic | 2 | 003-A; 003-B | 2 | 2 | 2 | NR | IPP Non-CHP | 12 | Q |  |  |  |  | 2.6 | Y | [5 empty] | 2021
65384 | WECC | Rancho Cordova Medical Offices | 64747 | KP Rancho Cordova Medical Offices Solar, LLC | 38.5766 | -121.291 | 10725 International Dr | Rancho Cordova | CA | 95670 | Sacramento | WECC | BANC | Balancing Authority of Northern California | Solar | Solar Photovoltaic | 1 | 7101 | 1.1 | 1 | 0.8 | NR | Commercial Non-CHP | 0.48 | COM |  |  |  |  | 1.3 | [6 empty] | 2021
65387 | PJM | Holland Solar Farm | 56990 | NJR Clean Energy Ventures Corporation | 40.619 | -75.155 | 10 Mill Road | Holland Township | NJ | 8848 | Hunterdon | RFC | PJM | PJM Interconnection, LLC | Solar | Solar Photovoltaic | 1 | HOLND | 6.7 | 6.7 | 6.7 | NR | IPP Non-CHP | 34.5 | Q |  |  |  |  | 8 | [6 empty] | 2022
65390 | MISO | Ledyard Windpower, LLC | 65411 | Duke Energy Renewables Services | 43.4301 | -94.107 | 1804 460th St | Lakota | IA | 50451 | Kossuth | MRO | MISO | Midcontinent Independent Transmission System Operator, Inc.. | Wind | Onshore Wind Turbine | 1 | LDYRD | 207 | 200 | 200 | NR | IPP Non-CHP | 345 | Q |  | 46 | Vestas | 344 | [7 empty] | 2022
65391 | SPP | Beloit Solar LLC | 64743 | PPM Solar LLC | 39.4504 | -98.1048 | 400 Asherville Rd. | Beloit | KS | 67420 | Mitchell | MRO | SWPP | Southwest Power Pool | Solar | Solar Photovoltaic | 1 | BS1 | 2 | 2 | 2 | NR | IPP Non-CHP | 34.5 | Q |  |  |  |  | 2.6 | Y | Y |  |  |  |  | 2022
65393 | MISO | Neal Energy Center Solar | 12341 | MidAmerican Energy Co | 42.333 | -96.3482 | 2598 Port Neal Road | Salix | IA | 51052 | Woodbury | MRO | MISO | Midcontinent Independent Transmission System Operator, Inc.. | Solar | Solar Photovoltaic | 1 | NECS | 4 | 4 | 4 | RE | Electric Utility | 12.47 | I |  |  |  |  | 5.2 | Y | [5 empty] | 2022
65397 | WECC | Santa Paula Energy Storage LLC | 64740 | Santa Paula Energy Storage, LLC | 34.3572 | -119.055 | 132 N 13th Street | Santa Paula | CA | 93060 | Ventura | WECC | CISO | California Independent System Operator | Battery | Batteries | 1 | SP1 | 30 | 30 | 30 | NR | IPP Non-CHP | 66 | Q | [7 empty] | 30 | 30 | 30 | LIB | 2024
65400 | MISO | Purdue CHP | 15470 | Duke Energy Indiana, LLC | 40.417 | -86.9153 | 510 S Russell Street | West Lafayette | IN | 47906 | Tippecanoe | RFC | MISO | Midcontinent Independent Transmission System Operator, Inc.. | Natural Gas | Natural Gas Fired Combustion Turbine | 1 | PUCHP | 13.3 | 13.5 | 16.2 | RE | Electric Utility | 12.47 | I | [11 empty] | 2022
65402 | PJM | Arche Energy Project, LLC | 62842 | Lightsource Renewable Energy Asset Management, LLC | 41.6721 | -84.3065 | TBD | Fulton | OH | 43521 | Fulton | RFC | PJM | PJM Interconnection, LLC | Solar | Solar Photovoltaic | 1 | ARCHE | 107 | 107 | 107 | NR | IPP Non-CHP | 138 | Q |  |  |  |  | 133.84 | Y | [5 empty] | 2024
65403 | WECC | Boswell Wind | 64744 | Boswell Wind, LLC | 41.919 | -105.869 | TBD | Rock River | WY | 82070 | Albany | WECC | PACE | PacifiCorp - East | Wind | Onshore Wind Turbine | 1 | BOSWW | 329.8 | 329.8 | 329.8 | NR | IPP Non-CHP | 230 | Q |  | 97 | GE | 321.5 | [7 empty] | 2024
65405 | MISO | Flint Hills Resources Pine Bend, LLC | 64730 | Flint Hills Resources Pine Bend, LLC | 44.4548 | -93.0212 | 12555 Clark Rd | Rosemount | MN | 55068 | Dakota | MRO | MISO | Midcontinent Independent Transmission System Operator, Inc.. | Mixed | Natural Gas Fired Combined Cycle; Solar Photovoltaic | 3 | CTG; SOLAR; STG | 118.4 | 94.9 | 94.9 | NR | Industrial CHP | 14 | IND |  |  |  |  | 54.6 | Y | Y |  |  |  |  | 2019
65408 | WECC | Gilead Oceanside Solar Project | 64754 | Gilead Sciences Inc. | 33.2131 | -117.3042 | 4010 Ocean Ranch Blvd | Oceanside | CA | 92056 | San Diego | WECC | CISO | California Independent System Operator | Mixed | Batteries; Solar Photovoltaic | 2 | GOSSB; GOSSP | 2.2 | 2.1 | 1.6 | NR | IPP Non-CHP | 0.48 | Q |  |  |  |  | 1.8 |  |  | 3 | 0.7 | 0.7 | LIB | 2021
65409 | WECC | Gilead Foster City Solar Project | 64755 | Gilead Sciences Inc. Foster City | 37.5686 | -122.278 | 309 Velocity Way | Foster City | CA | 94404 | San Mateo | WECC | CISO | California Independent System Operator | Mixed | Solar Photovoltaic; Batteries | 3 | GFCS1; GFCS2; GFCSB | 1.6 | 1.5 | 0.7 | NR | IPP Non-CHP | 0.48 | Q |  |  |  |  | 1.3 |  |  | 0.9 | 0.5 | 0.5 | LIB | 2021
65411 | SPP | Airport 009239 SCS Lexington, LLC | 61230 | Arevon Energy, Inc. | 40.7854 | -99.768 | N. Airport Road | Lexington | NE | 68850 | Dawson | MRO | SWPP | Southwest Power Pool | Solar | Solar Photovoltaic | 1 | 20215 | 1 | 1 | 1 | NR | IPP Non-CHP | 13.8 | Q |  |  |  |  | 1.2 | Y | [5 empty] | 2021
65412 | MISO | Northern Cardinal Solar SCS IL 1, LLC | 61230 | Arevon Energy, Inc. | 40.07 | -88.243 | 3401 S 1st St. | Champaign | IL | 61822 | Champaign | SERC | MISO | Midcontinent Independent Transmission System Operator, Inc.. | Solar | Solar Photovoltaic | 1 | 20213 | 10 | 10 | 10 | NR | IPP Non-CHP | 13.8 | Q |  |  |  |  | 12.3 | Y | [5 empty] | 2021
65413 | MISO | SCS West Fairchild 011958 Danville, LLC | 61230 | Arevon Energy, Inc. | 40.1406 | -87.6505 | 1285 Fairchild Street | Danville | IL | 61832 | Vermilion | SERC | MISO | Midcontinent Independent Transmission System Operator, Inc.. | Solar | Solar Photovoltaic | 1 | 20217 | 1.6 | 1.6 | 1.6 | NR | IPP Non-CHP | 4.16 | Q |  |  |  |  | 2.3 | [6 empty] | 2021
65414 | PJM | SCS Plainfield 011755 Naperville, LLC | 61230 | Arevon Energy, Inc. | 41.6996 | -88.1664 | 10183 Plainfield-Naperville Rd | Naperville | IL | 60564 | DuPage | RFC | PJM | PJM Interconnection, LLC | Solar | Solar Photovoltaic | 1 | 20212 | 1 | 1 | 1 | NR | IPP Non-CHP | 12.47 | Q |  |  |  |  | 1.3 | [6 empty] | 2021
65415 | MISO | SCS Galena 012589 Peoria, LLC | 61230 | Arevon Energy, Inc. | 40.7653 | -89.5691 | 6530 N Galena Rd | Peoria | IL | 61614 | Peoria | SERC | MISO | Midcontinent Independent Transmission System Operator, Inc.. | Solar | Solar Photovoltaic | 1 | 20218 | 2 | 2 | 2 | NR | IPP Non-CHP | 13.2 | Q |  |  |  |  | 2.4 | Y | [5 empty] | 2021
65416 | SPP | Monroe 009452 SCS Cozad, LLC | 61230 | Arevon Energy, Inc. | 40.8727 | -99.9786 | 711 W. 2nd Street | Cozad | NE | 69130 | Dawson | MRO | SWPP | Southwest Power Pool | Solar | Solar Photovoltaic | 1 | 20214 | 2 | 2 | 2 | NR | IPP Non-CHP | 34.5 | Q |  |  |  |  | 2.5 | Y | [5 empty] | 2021
65417 | MISO | SCS COUNTY 012631 Champaign, LLC | 61230 | Arevon Energy, Inc. | 40.0712 | -88.2387 | 3401 South First St | Champaign | IL | 61820 | Champaign | SERC | MISO | Midcontinent Independent Transmission System Operator, Inc.. | Solar | Solar Photovoltaic | 1 | 20216 | 2 | 2 | 2 | NR | IPP Non-CHP | 12.47 | Q |  |  |  |  | 2.4 | Y | [5 empty] | 2021
65418 | PJM | SCS Randolph 012175 Somerset, LLC | 61230 | Arevon Energy, Inc. | 40.5401 | -74.5588 | 601 Randolph Rd | Somerset | NJ | 8873 | Somerset | RFC | PJM | PJM Interconnection, LLC | Solar | Solar Photovoltaic | 1 | 20211 | 2.3 | 2.3 | 2.3 | NR | IPP Non-CHP | 0.48 | Q |  |  |  |  | 2.9 | [6 empty] | 2021
65439 | MISO | USS Franklin Solar LLC | 65173 | United States Solar Corporation | 44.5362 | -94.9018 | 38742 Hwy 19 | Franklin | MN | 55333 | Renville | MRO | MISO | Midcontinent Independent Transmission System Operator, Inc.. | Solar | Solar Photovoltaic | 1 | USSFS | 1 | 1 | 1 | NR | IPP Non-CHP | 24.9 | Q |  |  |  |  | 1.4 | Y | [5 empty] | 2023
65440 | MISO | USS Catfish Solar LLC | 65173 | United States Solar Corporation | 44.5359 | -94.9042 | 38411 Hwy 19 | Franklin | MN | 55333 | Renville | MRO | MISO | Midcontinent Independent Transmission System Operator, Inc.. | Solar | Solar Photovoltaic | 1 | USSCF | 1 | 1 | 1 | NR | IPP Non-CHP | 24.9 | Q |  |  |  |  | 1.4 | Y | [5 empty] | 2023
65441 | MISO | USS Itasca Clean Energy Solar LLC | 65173 | United States Solar Corporation | 47.2105 | -93.5182 | 2515 SE 7th Avenue | Grand Rapids | MN | 55744 | Itasca | MRO | MISO | Midcontinent Independent Transmission System Operator, Inc.. | Mixed | Batteries; Solar Photovoltaic | 2 | ITCBT; USSTC | 3 | 2 | 2 | NR | IPP Non-CHP | 24.9 | Q |  |  |  |  | 2.8 | Y |  | 3 | 1 | 1 | LIB | 2022
65442 | MISO | USS Mesa Solar LLC | 65173 | United States Solar Corporation | 44.4709 | -95.0509 | 29525 HWY 212 | Danube | MN | 56230 | Renville | MRO | MISO | Midcontinent Independent Transmission System Operator, Inc.. | Solar | Solar Photovoltaic | 1 | USSMS | 1 | 1 | 1 | NR | IPP Non-CHP | 12.47 | Q |  |  |  |  | 1.4 | Y | [5 empty] | 2023
65443 | MISO | USS Wells Creek Solar LLC | 65173 | United States Solar Corporation | 44.234 | -92.3653 | 217 CO 9 Blvd | Goodhue | MN | 55027 | Goodhue | MRO | MISO | Midcontinent Independent Transmission System Operator, Inc.. | Solar | Solar Photovoltaic | 1 | USSWC | 1 | 1 | 1 | NR | IPP Non-CHP | 12.47 | Q |  |  |  |  | 1.4 | Y | [5 empty] | 2023
65444 | MISO | USS Verbena Solar LLC | 65173 | United States Solar Corporation | 44.7259 | -94.4942 | 1270 Martha Street | Stewart | MN | 55385 | McLeod | MRO | MISO | Midcontinent Independent Transmission System Operator, Inc.. | Solar | Solar Photovoltaic | 1 | USSVS | 1 | 1 | 1 | NR | IPP Non-CHP | 12.47 | Q |  |  |  |  | 1.4 | Y | [5 empty] | 2022
65447 | WECC | CA-Ventura Co CCD-Oxnard College Canopy | 62856 | Forefront Power, LLC | 34.1659 | -119.1568 | 4000 S Rose Ave | Ventura | CA | 93033 | Ventura | WECC | CISO | California Independent System Operator | Solar | Solar Photovoltaic | 1 | 19032 | 1.5 | 1.5 | 1.5 | NR | IPP Non-CHP | 21 | Q |  |  |  |  | 1.8 | [6 empty] | 2022
65448 | MISO | SolarClub 10 LLC | 61227 | Nautilus Solar Solutions | 45.273 | -93.83 | 2861 85th St NE | Monticello | MN | 55319 | Wright | MRO | MISO | Midcontinent Independent Transmission System Operator, Inc.. | Solar | Solar Photovoltaic | 1 | SC 10 | 1 | 1 | 1 | NR | IPP Non-CHP | 34.5 | Q |  |  |  |  | 1.4 | [6 empty] | 2020
65449 | MISO | SolarClub 15 LLC | 61227 | Nautilus Solar Solutions | 45.43 | -94.026 | 6700 State Highway 24 Southeas | Clear Lake | MN | 55319 | Sherburne | MRO | MISO | Midcontinent Independent Transmission System Operator, Inc.. | Solar | Solar Photovoltaic | 1 | SC 15 | 1 | 1 | 1 | NR | IPP Non-CHP | 34.5 | Q |  |  |  |  | 1.4 | N | [5 empty] | 2020
65451 | MISO | SolarClub 20 LLC | 61227 | Nautilus Solar Solutions | 44.368 | -92.028 | 500 17th St East | Wabasha | MN | 55981 | Wabasha | MRO | MISO | Midcontinent Independent Transmission System Operator, Inc.. | Solar | Solar Photovoltaic | 1 | SC 20 | 1 | 1 | 1 | NR | IPP Non-CHP | 12.47 | Q |  |  |  |  | 1.4 | [6 empty] | 2020
65452 | MISO | SolarClub 23 LLC | 61227 | Nautilus Solar Solutions | 43.866 | -91.323 | 32769 County Rd 1 | La Crescent | MN | 55947 | Houston | MRO | MISO | Midcontinent Independent Transmission System Operator, Inc.. | Solar | Solar Photovoltaic | 1 | SC 23 | 1 | 1 | 1 | NR | IPP Non-CHP | 13.8 | Q |  |  |  |  | 1.4 | [6 empty] | 2020
65453 | MISO | SolarClub 28 LLC | 61227 | Nautilus Solar Solutions | 44.543 | -94.226 | 280th St | Gaylord | MN | 55334 | Sibley | MRO | MISO | Midcontinent Independent Transmission System Operator, Inc.. | Solar | Solar Photovoltaic | 1 | SC 28 | 1 | 1 | 1 | NR | IPP Non-CHP | 13.8 | Q |  |  |  |  | 1.4 | [6 empty] | 2020
65455 | MISO | SolarClub 35 LLC | 61227 | Nautilus Solar Solutions | 44.101 | -94.077 | 19257 549th Ave | Mankato | MN | 56001 | Blue Earth | MRO | MISO | Midcontinent Independent Transmission System Operator, Inc.. | Solar | Solar Photovoltaic | 1 | SC 35 | 1 | 1 | 1 | NR | IPP Non-CHP | 23.9 | Q |  |  |  |  | 1.4 | [6 empty] | 2020
65456 | WECC | Separator (Etiwanda) BESS | 17609 | Southern California Edison Co | 34.0921 | -117.534 | TBD | Ontario | CA | 91761 | San Bernardino | WECC | CISO | California Independent System Operator | Battery | Batteries | 1 | SEPAR | 112.5 | 112.5 | 112.5 | RE | Electric Utility | 66 | I | [7 empty] | 450 | 112.5 | 112.5 | LIB | 2024
65457 | WECC | Cathode (Hinson) BESS | 17609 | Southern California Edison Co | 33.7763 | -118.2003 | 28 Webster Ave | Long Beach | CA | 90810 | Los Angeles | WECC | CISO | California Independent System Operator | Battery | Batteries | 2 | CATH1; CATH2 | 200 | 200 | 200 | RE | Electric Utility | 66 | I | [7 empty] | 800 | 200 | 200 | LIB | 2024
65464 | WECC | Laredo Detention Facility - Solar 2, 3 | 64731 | County of Kern | 35.5109 | -119.1099 | 17695 Industrial Farm Rd | Bakersfield | CA | 93308 | Kern | WECC | CISO | California Independent System Operator | Solar | Solar Photovoltaic | 2 | LDF2; LDF3 | 5.2 | 5.1 | 4 | RE | Electric Utility | 12.47 | P |  |  |  |  | 6.7 | [6 empty] | 2021
65465 | PJM | Cinnaminson Landfill Solar | 15477 | Public Service Elec & Gas Co | 40.0158 | -74.9835 | 1601 Taylors Lane | Cinnaminson | NJ | 8077 | Burlington | RFC | PJM | PJM Interconnection, LLC | Solar | Solar Photovoltaic | 1 | CINN | 10 | 10 | 10 | RE | Electric Utility | 26 | I |  |  |  |  | 13 | [6 empty] | 2019
65466 | PJM | Kinsley II Landfill Solar System | 15477 | Public Service Elec & Gas Co | 39.7927 | -75.1114 | 2025 Delsea Drive | Sewell | NJ | 8080 | Gloucester | RFC | PJM | PJM Interconnection, LLC | Solar | Solar Photovoltaic | 1 | KINS2 | 3.8 | 3.8 | 3.8 | RE | Electric Utility | 13 | I |  |  |  |  | 4.8 | [6 empty] | 2020
65467 | PJM | Pennsauken Brownfield Solar | 15477 | Public Service Elec & Gas Co | 39.9631 | -75.0795 | 3905 River Road | Pennsauken | NJ | 8110 | Camden | RFC | PJM | PJM Interconnection, LLC | Solar | Solar Photovoltaic | 1 | PENN | 12 | 12 | 12 | RE | Electric Utility | 26 | I |  |  |  |  | 15.2 | [6 empty] | 2019
65468 | PJM | Highland Park Borough Solar | 15477 | Public Service Elec & Gas Co | 40.4966 | -74.4175 | 701 Donaldson Street | Highland Park | NJ | 8904 | Middlesex | RFC | PJM | PJM Interconnection, LLC | Mixed | Solar Photovoltaic; Batteries | 2 | HIGH; HPBA | 1.1 | 1.1 | 1.1 | RE | Electric Utility | 4 | I |  |  |  |  | 0.6 |  |  | 2.1 | 0.5 | 0.5 | LIB | 2019
65469 | WECC | Sealed Air Madera Solar Project | 64785 | Sealed Air Corporation | 36.9456 | -120.056 | 1835 West Almond Avenue | Madera | CA | 93627 | Madera | WECC | CISO | California Independent System Operator | Mixed | Batteries; Solar Photovoltaic | 2 | SAMBA; SAMSP | 3.8 | 3.8 | 3.1 | NR | Industrial Non-CHP | 12 | IND |  |  |  |  | 3.5 | Y |  | 3.1 | 0.8 | 0.8 | LIB | 2022
65470 | PJM | Cummins Whitakers PV Arrays | 64779 | Cummins, Inc. | 36.0894 | -77.7268 | 9377 US Hwy. 301 | Whitakers | NC | 27891 | Nash | SERC | PJM | PJM Interconnection, LLC | Solar | Solar Photovoltaic | 1 | CWPVA | 3.3 | 2.9 | 2.7 | NR | IPP Non-CHP | 15 | Q |  |  |  |  | 3.6 | [6 empty] | 2022
65472 | WECC | Chukar Battery Energy Storage System | 13407 | Nevada Power Co | 39.5564 | -119.4367 | 1700 Milan Drive | Sparks | NV | 89434 | Storey | WECC | NEVP | Nevada Power Company | Battery | Batteries | 1 | CHUK1 | 10 | 10 | 10 | RE | Electric Utility | 24.9 | I | [7 empty] | 40 | 10 | 10 | LIB | 2021
65482 | MISO | West Memphis Solar Station | 814 | Entergy Arkansas LLC | 35.1569 | -90.3105 | 5500 Kathy Goodhope Rd | Crawfordsville | AR | 72327 | Crittenden | SERC | MISO | Midcontinent Independent Transmission System Operator, Inc.. | Solar | Solar Photovoltaic | 1 | WMEM1 | 180 | 180 | 180 | RE | Electric Utility | 161 | I |  |  |  |  | 252 | Y | [5 empty] | 2024
65483 | MISO | Big Cypress Solar, LLC | 64788 | Big Cypress Solar, LLC | 35.3446 | -90.3075 | 691 Bob White Road | Crawfordsville | AR | 72327 | Crittenden | SERC | MISO | Midcontinent Independent Transmission System Operator, Inc.. | Solar | Solar Photovoltaic | 1 | BIGC1 | 180 | 180 | 180 | NR | IPP Non-CHP | 161 | Q |  |  |  |  | 202.4 | Y | Y |  |  |  |  | 2023
65484 | SPP | Western Plains Wind | 64806 | Western Plains Wind, LLC | 39.122 | -100.733 | 3022 County Road 18 | Oakley | KS | 67748 | Gove | MRO | SWPP | Southwest Power Pool | Wind | Onshore Wind Turbine | 1 | WPW1 | 2.7 | 2.7 | 2.7 | NR | Industrial Non-CHP | 12.5 | IND |  | 1 | GE | 262 | [7 empty] | 2021
65485 | WECC | Graniterock Quarry | 63226 | CalCom Energy | 36.8782 | -121.6028 | 1900 Quarry Rd | Aromas | CA | 95004 | San Benito | WECC | CISO | California Independent System Operator | Solar | Solar Photovoltaic | 1 | GRWQ | 4.4 | 4.4 | 4.1 | NR | IPP Non-CHP | 60 | COM |  |  |  |  | 5.7 | [6 empty] | 2022
65486 | PJM | Love Lane Solar | 56990 | NJR Clean Energy Ventures Corporation | 39.471 | -75.218 | 82 Love Lane | Upper Deerfield Towns | NJ | 8302 | Cumberland | RFC | PJM | PJM Interconnection, LLC | Solar | Solar Photovoltaic | 1 | LOVLN | 1.8 | 1.8 | 1.8 | NR | IPP Non-CHP | 12.47 | Q |  |  |  |  | 2.3 | Y | [5 empty] | 2024
65494 | MISO | Herrema Dairy | 64807 | Herrema Dairy, LLC | 41.0864 | -87.2568 | 10988 West 500 N | Fair Oaks | IN | 47943 | Jasper | RFC | MISO | Midcontinent Independent Transmission System Operator, Inc.. | Natural Gas | Natural Gas Internal Combustion Engine | 1 | HER2 | 1.5 | 0.8 | 0.8 | NR | Industrial Non-CHP | 12 | IND | [11 empty] | 2023
65497 | MISO | Garden 1 Solar Park | 64331 | DTE Sustainable Generation | 45.7962 | -86.5346 |  | Garden Township | MI | 49835 | Delta | RFC | MISO | Midcontinent Independent Transmission System Operator, Inc.. | Solar | Solar Photovoltaic | 1 | GRDS1 | 0.9 | 0.9 | 0.9 | NR | IPP Non-CHP | 138 | I |  |  |  |  | 1.1 | [6 empty] | 2016
65498 | MISO | Garden 2 Solar Park | 64331 | DTE Sustainable Generation | 45.798 | -86.5344 | TBD | Garden Township | MI | 49835 | Delta | RFC | MISO | Midcontinent Independent Transmission System Operator, Inc.. | Solar | Solar Photovoltaic | 1 | GRDS2 | 1.4 | 1.4 | 1.4 | NR | IPP Non-CHP | 138 | I |  |  |  |  | 1.7 | Y | [5 empty] | 2022
65499 | PJM | Danville BESS 1 | 64809 | Doc Brown LLC | 36.5789 | -79.3841 | 864 Mounument Street | Danville | VA | 24541 | Danville City | SERC | PJM | PJM Interconnection, LLC | Battery | Batteries | 1 | 90909 | 10.5 | 10.5 | 10.5 | NR | IPP Non-CHP | 12.47 | Q | AEP zone LMP | [6 empty] | 24.6 | 10.5 | 10.5 | LIB | 2022
65508 | PJM | Mendota Rich Dev CSG | 64811 | 42nd Road Solar LLC | 41.5413 | -89.1481 | 92 N 42nd Road | Mendota | IL | 61342 | LaSalle | SERC | PJM | PJM Interconnection, LLC | Solar | Solar Photovoltaic | 1 | MEND | 2 | 2 | 2 | NR | IPP Non-CHP | 12.47 | Q |  |  |  |  | 2.7 | [6 empty] | 2022
65510 | WECC | Sierra Pacific Chinese Camp | 17164 | Sierra Pacific Industries | 37.8834 | -120.4544 | 14333 Perricone Road | Chinese Camp | CA | 95309 | Tuolumne | WECC | CISO | California Independent System Operator | Solar | Solar Photovoltaic | 1 | GEN 1 | 3.6 | 3.6 | 3.6 | NR | Industrial Non-CHP | 12 | COM |  |  |  |  | 4.78 | [6 empty] | 2022
65511 | SPP | 25 Mile Creek | 59380 | Enel Green Power NA, Inc. | 36.487 | -99.739 | 181844 East County Road 40 | Gage | OK | 73843 | Ellis | MRO | SWPP | Southwest Power Pool | Wind | Onshore Wind Turbine | 1 | 44444 | 250 | 250 | 250 | NR | IPP Non-CHP | 345 | Q |  | 60 | Vestas | 105 | [7 empty] | 2023
65512 | SPP | Kansas Ethanol, LLC | 64837 | Kansas Ethanol, LLC | 38.2862 | -98.1921 | 1630 Ave Q | Lyons | KS | 67554 | Rice | MRO | SWPP | Southwest Power Pool | Natural Gas | Natural Gas Fired Combustion Turbine | 1 | KSET | 13.5 | 11.9 | 13.5 | NR | Industrial CHP | 115 | IND | wr.mw.kse.mw | [10 empty] | 2020
65514 | MISO | Bear Grove Solar | 64838 | Bear Grove Solar, LLC | 44.1297 | -92.5841 | 1721 Country Club Road SE | Byron | MN | 55927 | Olmsted | MRO | MISO | Midcontinent Independent Transmission System Operator, Inc.. | Solar | Solar Photovoltaic | 1 | 13260 | 1 | 1 | 0.8 | NR | IPP Non-CHP | 12.47 | Q |  |  |  |  | 1.1 | Y | [5 empty] | 2023
65515 | MISO | Dodge Renewables 1 | 64839 | Dodge Renewables 1, LLC | 44.0186 | -92.8661 | 67511 State Hwy 56 | Dodge Center | MN | 55972 | Dodge | MRO | MISO | Midcontinent Independent Transmission System Operator, Inc.. | Solar | Solar Photovoltaic | 1 | 11049 | 1 | 1 | 0.8 | NR | IPP Non-CHP | 23.9 | Q |  |  |  |  | 1.4 | Y | [5 empty] | 2022
65516 | MISO | Dodge Renewables 2 | 64840 | Dodge Renewables 2, LLC | 44.0204 | -92.8697 | 72675 State Hwy 56 | Hayfield | MN | 55927 | Dodge | MRO | MISO | Midcontinent Independent Transmission System Operator, Inc.. | Solar | Solar Photovoltaic | 1 | 11083 | 1 | 0.8 | 0.8 | NR | IPP Non-CHP | 23.9 | Q |  |  |  |  | 1 | Y | [5 empty] | 2022
65517 | WECC | Abel Road Bioenergy | 64841 | ACC Renewable Resources | 39.1456 | -122.1186 | 6133 Abel Road | Williams | CA | 95987 | Colusa | WECC | CISO | California Independent System Operator | Other | Other Waste Biomass | 1 | BMORC | 4 | 3 | 3 | NR | IPP Non-CHP | 12 | Q | [11 empty] | 2022
65520 | WECC | Vasquez V CSG | 60970 | SunShare Management | 40.2318 | -104.7989 | 13624 County Road 34 | Platteville | CO | 80651 | Weld | WECC | PSCO | Public Service Company of Colorado | Solar | Solar Photovoltaic | 1 | VASQV | 4 | 4 | 4 | NR | IPP Non-CHP | 13.2 | Q |  |  |  |  | 4.8 | Y | [5 empty] | 2021
65523 | WECC | CA-DGS-California Men's Colony | 62856 | Forefront Power, LLC | 35.3255 | -120.6935 | Colony Drive | San Luis Obispo | CA | 93409 | San Luis Obispo | WECC | CISO | California Independent System Operator | Solar | Solar Photovoltaic | 1 | 14057 | 2.2 | 2.2 | 2.2 | NR | IPP Non-CHP | 21 | Q |  |  |  |  | 2.7 | Y | [5 empty] | 2023
65524 | WECC | CA-DGS- RFP-Correctional Training Fac | 62856 | Forefront Power, LLC | 36.4677 | -121.3846 | 31625 US 101 N | Soledad | CA | 93860 | Monterey | WECC | CISO | California Independent System Operator | Solar | Solar Photovoltaic | 1 | 14069 | 1.6 | 1.6 | 1.6 | NR | IPP Non-CHP | 21 | Q |  |  |  |  | 2 | Y | [5 empty] | 2024
65525 | WECC | CA-DGS RFP-Salinas Valley State Prison | 62856 | Forefront Power, LLC | 36.4675 | -121.3845 | 31625 Highway 101 | Soledad | CA | 93960 | Monterey | WECC | CISO | California Independent System Operator | Solar | Solar Photovoltaic | 1 | 14068 | 3.3 | 3.3 | 3.3 | NR | IPP Non-CHP | 21 | Q |  |  |  |  | 4 | Y | [5 empty] | 2023
65526 | WECC | CA-DGS RFP-Pleasant Valley State Prison | 62856 | Forefront Power, LLC | 36.1308 | -120.2529 | 24863 W Jayne Avenue | Coalinga | CA | 93210 | Fresno | WECC | CISO | California Independent System Operator | Solar | Solar Photovoltaic | 1 | 15112 | 2 | 2 | 2 | NR | IPP Non-CHP | 21 | Q |  |  |  |  | 2.6 | [6 empty] | 2024
65528 | WECC | CA - Fresno County - Juvenile Hall | 62856 | Forefront Power, LLC | 36.6611 | -119.726 | 3333 E American Ave | Fresno | CA | 93725 | Fresno | WECC | CISO | California Independent System Operator | Solar | Solar Photovoltaic | 1 | 17031 | 2.8 | 2.8 | 2.8 | NR | IPP Non-CHP | 21 | Q |  |  |  |  | 3.8 | Y | [5 empty] | 2022
65530 | MISO | Portage Industrial Battery | 20856 | Wisconsin Power & Light Co | 43.5521 | -89.4877 | 403 Cemetary Road | Portage | WI | 53901 | Columbia | MRO | MISO | Midcontinent Independent Transmission System Operator, Inc.. | Battery | Batteries | 1 | BESS1 | 5 | 5 | 5 | RE | Electric Utility | 12.47 | I | ALTE.PPKC.ESR1 | [6 empty] | 10 | 5 | 5 | LIB | 2022
65531 | MISO | Deer Run Battery | 9417 | Interstate Power and Light Co | 41.9513 | -91.6941 | 1445 Wilson Ave SW | Cedar Rapids | IA | 52404 | Linn | MRO | MISO | Midcontinent Independent Transmission System Operator, Inc.. | Battery | Batteries | 1 | BESS1 | 5 | 5 | 5 | RE | Electric Utility | 12.47 | I | ALTW.DRUN.ESR1 | [6 empty] | 10 | 1 | 1 | LIB | 2023
65562 | WECC | Amazon Bakersfield 1 Solar Project | 59573 | Solar Star Prime 3, LLC | 35.4466 | -119.0509 | 1601 Petrol Road | Bakersfiled | CA | 93308 | Kern | WECC | CISO | California Independent System Operator | Mixed | Solar Photovoltaic; Batteries | 2 | ABFSP; ABSBA | 5.9 | 5.8 | 3.2 | NR | IPP Non-CHP | 12 | Q |  |  |  |  | 5.52 |  |  | 5.9 | 1.4 | 1.4 | MAB | 2024
65563 | PJM | Robin NJ | 60025 | Greenbacker Renewable Energy Corporation | 40.1925 | -74.566 | 1 John Henry Drive | Robinsville | NJ | 8691 | Mercer | RFC | PJM | PJM Interconnection, LLC | Solar | Solar Photovoltaic | 1 | 136 | 2.2 | 2.2 | 2.2 | NR | IPP Non-CHP | 34.5 | Q |  |  |  |  | 2.7 | [6 empty] | 2022
65564 | WECC | Calibrant Bakersfield LLC | 64395 | Bay4 Energy Services, LLC | 35.4421 | -119.0932 | 34598 7th Standard Rd | Bakersfield | CA | 93301 | Kern | WECC | CISO | California Independent System Operator | Solar | Solar Photovoltaic | 1 | BAKER | 1.3 | 1.3 | 1.3 | NR | IPP Non-CHP | 12 | Q |  |  |  |  | 1.7 | Y | [5 empty] | 2022
65568 | WECC | Google Moffett Park Solar Project | 64846 | Google, Inc. | 37.4053 | -122.0175 | 237 Moffett Park Dr | Sunnyvale | CA | 94089 | Santa Clara | WECC | CISO | California Independent System Operator | Mixed | Solar Photovoltaic; Batteries | 3 | GMSP1; GMSP2; GMSPB | 2.2 | 2.3 | 2.1 | NR | IPP Non-CHP | 0.48 | Q |  |  |  |  | 1.9 |  |  | 1.1 | 0.6 | 0.6 | LIB | 2021
65569 | WECC | Gilead Sciences La Verne Rooftop Solar | 64845 | Gilead Sciences, Inc. - La Verne | 34.0962 | -117.7819 | 1800 Wheeler Ave | La Verne | CA | 91750 | Los Angeles | WECC | CISO | California Independent System Operator | Mixed | Batteries; Solar Photovoltaic | 2 | GSRBA; GSRSP | 2.8 | 2.7 | 2.5 | NR | Industrial Non-CHP | 12 | IND |  |  |  |  | 2 |  |  | 2.1 | 1.1 | 1.1 | LIB | 2021
65570 | WECC | West Valley Mission CCD Solar Project | 64878 | West Valley-Mission Community College District | 37.2644 | -122.006 | 14000 Fruitvale Avenue | Saratoga | CA | 95070 | Santa Clara | WECC | CISO | California Independent System Operator | Mixed | Batteries; Solar Photovoltaic | 2 | WVMBA; WVMSP | 3.6 | 3.4 | 1.8 | NR | IPP Non-CHP | 0.48 | Q |  |  |  |  | 2.9 |  |  | 2.1 | 0.9 | 0.9 | LIB | 2022
65577 | WECC | Clearwater Wind I | 64896 | Clearwater Energy Resources LLC | 46.8177 | -106.3789 | 622 Rock Springs Rd W | Miles City | MT | 59301 | Rosebud | WECC | PSEI | Puget Sound Energy | Wind | Onshore Wind Turbine | 1 | CW1 | 365.5 | 365.5 | 365.5 | NR | IPP Non-CHP | 500 | Q |  | 131 | GE | 374 | [7 empty] | 2022
65595 | MISO | Hormel CSG Solar | 64083 | DG Central 1, LLC | 44.953 | -95.697 | 899 N. 24th Street | Montevideo | MN | 56265 | Chippewa | MRO | MISO | Midcontinent Independent Transmission System Operator, Inc.. | Solar | Solar Photovoltaic | 1 | HORCS | 1 | 1 | 1 | NR | IPP Non-CHP | 13.8 | Q |  |  |  |  | 1.4 | [6 empty] | 2022
65609 | WECC | Gilcrest Sun CSG | 60970 | SunShare Management | 40.2938 | -104.8062 | 13285 County Road 42 | Platteville | CO | 80651 | Weld | WECC | PSCO | Public Service Company of Colorado | Solar | Solar Photovoltaic | 1 | GLCRS | 1.8 | 1.8 | 1.8 | NR | IPP Non-CHP | 12.47 | Q |  |  |  |  | 2.2 | Y | [5 empty] | 2021
65610 | PJM | MO32 (CSG) | 64901 | TPE MD MO32 LLC | 39.1194 | -76.9598 | 2420 Spencerville Road | Spencerville | MD | 20868 | Montgomery | RFC | PJM | PJM Interconnection, LLC | Solar | Solar Photovoltaic | 1 | MO32 | 2 | 2 | 2 | NR | IPP Non-CHP | 13.2 | Q |  |  |  |  | 2.5 | [6 empty] | 2022
65611 | PJM | MO33 CSG | 64902 | TPE MD MO33 LLC | 39.1878 | -77.1199 | 5830 Olney-Laytonsville Road | Gaithersburg | MD | 20882 | Montgomery | RFC | PJM | PJM Interconnection, LLC | Solar | Solar Photovoltaic | 1 | MO33 | 2 | 2 | 2 | NR | IPP Non-CHP | 13.2 | Q |  |  |  |  | 2.4 | Y | [5 empty] | 2022
65612 | PJM | Snowden River CSG | 64903 | Snowden River Parkway, LLC | 39.1754 | -76.8374 | 9325 Snowden River Parkway | Columbia | MD | 21046 | Howard | RFC | PJM | PJM Interconnection, LLC | Solar | Solar Photovoltaic | 1 | SNOWD | 1.9 | 1.9 | 1.9 | NR | IPP Non-CHP | 13.2 | Q |  |  |  |  | 2.6 | [6 empty] | 2021
65614 | WECC | Orange Coast College PH2 Solar Project | 64905 | Solar Star Coastal Pirate, LLC | 33.6726 | -117.9125 | 2701 Fairview Rd. | Costa Mesa | CA | 92626 | Orange | WECC | CISO | California Independent System Operator | Mixed | Batteries; Solar Photovoltaic | 2 | OCCBA; OCCSP | 5.2 | 5.1 | 4.8 | NR | IPP Non-CHP | 4.16 | Q |  |  |  |  | 4 | N |  | 4 | 2 | 2 | LIB | 2022
65615 | WECC | CA - Madera USD - Madera South HS | 62856 | Forefront Power, LLC | 36.95 | -120.05 | 705 W Pecan Ave | Madera | CA | 93637 | Madera | WECC | CISO | California Independent System Operator | Solar | Solar Photovoltaic | 1 | 19009 | 1.2 | 1.2 | 1.2 | NR | IPP Non-CHP | 21 | Q |  |  |  |  | 1.5 | [6 empty] | 2023
65617 | WECC | BBARWA | 64872 | Distributed Solar Development, LLC | 34.2678 | -116.8154 | 121 Palomino Dr | Big Bear | CA | 92314 | San Bernardino | WECC | CISO | California Independent System Operator | Solar | Solar Photovoltaic | 2 | 3998G; P3998 | 1.9 | 1.9 | 1.9 | NR | IPP Non-CHP | 14.7 | Q |  |  |  |  | 2.5 | Y | [5 empty] | 2021
65618 | WECC | Gunnison Solar | 60025 | Greenbacker Renewable Energy Corporation | 39.1674 | -111.801 | 425 E 400 N | Gunnison | UT | 84634 | Sanpete | WECC | PACE | PacifiCorp - East | Solar | Solar Photovoltaic | 1 | 524 | 1.5 | 1.5 | 1.5 | NR | IPP Non-CHP | 12.5 | Q |  |  |  |  | 2 | Y | [5 empty] | 2022
65622 | PJM | Absegami | 60281 | Altus Power America Management, LLC | 39.48 | -74.516 | 201 South Wrangleboro Road | Galloway | NJ | 8201 | Atlantic | RFC | PJM | PJM Interconnection, LLC | Solar | Solar Photovoltaic | 1 | ABSGI | 2.1 | 2.1 | 2.1 | NR | IPP Non-CHP | 0.48 | Q |  |  |  |  | 2.8 | [6 empty] | 2021
65623 | PJM | Cedar Creek (NJ) | 60281 | Altus Power America Management, LLC | 39.551 | -74.627 | 1701 New York Avenue | Egg Harbor City | NJ | 8215 | Atlantic | RFC | PJM | PJM Interconnection, LLC | Solar | Solar Photovoltaic | 1 | CDRCK | 1.6 | 1.6 | 1.6 | NR | IPP Non-CHP | 0.48 | Q |  |  |  |  | 2 | [6 empty] | 2021
65632 | MISO | MN CSG 2019-38 DE LLC | 64900 | MN CSG 2019-38 DE LLC | 44.3164 | -93.8942 | 43737 315TH Ave. | Cleveland | MN | 56017 | Le Sueur | MRO | MISO | Midcontinent Independent Transmission System Operator, Inc.. | Solar | Solar Photovoltaic | 1 | REGEN | 1 | 1 | 1 | NR | IPP Non-CHP | 0.5 | Q |  |  |  |  | 1.8 | N | [5 empty] | 2022
65633 | MISO | Boaz Microgrid Battery | 20856 | Wisconsin Power & Light Co | 43.3106 | -90.5327 | 26770 County Highway E | Muscoda | WI | 53573 | Richland | MRO | MISO | Midcontinent Independent Transmission System Operator, Inc.. | Battery | Batteries | 1 | BESS1 | 3.6 | 0.4 | 0.4 | RE | Electric Utility | 12.47 | I | ALTE.ALTE | [6 empty] | 3 | 1 | 1 | LIB | 2023
65652 | WECC | Niagara Bottling - Rialto | 63432 | SkyHigh 2 Solar | 34.1261 | -117.4185 | 1401 N Alder Avenue | Rialto | CA | 92376 | San Bernardino | WECC | CISO | California Independent System Operator | Solar | Solar Photovoltaic | 1 | NBRIA | 4.2 | 4.2 | 4.2 | NR | IPP Non-CHP | 0.48 | Q |  |  |  |  | 5.2 | [6 empty] | 2021
65658 | PJM | DRPA Lindenwold Station Solar Project | 64933 | Solar Star River SLB, LLC | 39.8317 | -74.9992 | 901 North Berlin Road | Lindenwold | NJ | 8021 | Camden | RFC | PJM | PJM Interconnection, LLC | Solar | Solar Photovoltaic | 1 | DLSSP | 6 | 6 | 4.8 | NR | IPP Non-CHP | 26.4 | Q |  |  |  |  | 7.8 | [6 empty] | 2021
65659 | MISO | ENGIE 2020 ProjectCo-WI1 LLC | 64930 | ENGIE 2020 ProjectCo-WI1 LLC | 43.735 | -88.4738 | N5306 Hickory Road | Fond Du Lac | WI | 54937 | Fond Du Lac | MRO | MISO | Midcontinent Independent Transmission System Operator, Inc.. | Solar | Solar Photovoltaic | 1 | PV1 | 1 | 1 | 1 | NR | IPP Non-CHP | 12.47 | Q |  |  |  |  | 1.2 | [6 empty] | 2021
65663 | WECC | Sandrini Solar 200 | 64946 | EDPR CA Solar Park LLC | 35.1026 | -119.0541 | 12902 B Copus Road | Mettler | CA | 93313 | Kern | WECC | CISO | California Independent System Operator | Solar | Solar Photovoltaic | 1 | GEN01 | 200 | 200 | 200 | NR | IPP Non-CHP | 230 | Q |  |  |  |  | 266.5 | Y | Y |  |  |  |  | 2024
65664 | WECC | Sandrini Solar 100 | 64947 | EDPR CA Solar Park II LLC | 35.1132 | -119.1105 | 12902 C Copus Road | Mettler | CA | 93313 | Kern | WECC | CISO | California Independent System Operator | Solar | Solar Photovoltaic | 1 | GEN02 | 100 | 100 | 100 | NR | IPP Non-CHP | 230 | Q |  |  |  |  | 140.69 | Y | Y |  |  |  |  | 2024
65671 | MISO | Cattail (CSG) | 64940 | Cattail Solar, LLC | 41.8226 | -90.1312 | 16501 Sand Road | Fulton | IL | 61252 | Whiteside | RFC | MISO | Midcontinent Independent Transmission System Operator, Inc.. | Solar | Solar Photovoltaic | 1 | CATTL | 2 | 2 | 2 | NR | IPP Non-CHP | 12.47 | Q |  |  |  |  | 2.4 | [6 empty] | 2022
65672 | WECC | Sanborn BESS 3 | 64287 | Terra-Gen Operating Co-BESS | 35.027 | -118.1395 | 450 Purdy Ave | Mojave | CA | 93501 | Kern | WECC | CISO | California Independent System Operator | Battery | Batteries | 1 | BESS | 169 | 169 | 169 | NR | IPP Non-CHP | 230 | Q | [7 empty] | 676 | 169 | 169 | LIB | 2023
65673 | WECC | Sanborn BESS 4 | 64287 | Terra-Gen Operating Co-BESS | 34.9581 | -118.1078 | 9900 Lone Butte Rd | Mojave | CA | 93501 | Kern | WECC | CISO | California Independent System Operator | Battery | Batteries | 1 | BESS | 47 | 47 | 47 | NR | IPP Non-CHP | 230 | Q | [7 empty] | 188 | 47 | 47 | LIB | 2023
65674 | WECC | Edwards Sanborn E1B | 64366 | Terra-Gen Operating Co-Hybrid | 34.964 | -118.0941 | 450 Purdy Ave | Mojave | CA | 93501 | Kern | WECC | CISO | California Independent System Operator | Mixed | Batteries; Solar Photovoltaic | 2 | BESS; PV | 290.4 | 290.4 | 290.4 | NR | IPP Non-CHP | 230 | Q |  |  |  |  | 166.1 | Y |  | 136 | 136 | 136 | LIB | 2022
65675 | WECC | Edwards Sanborn E4 | 64366 | Terra-Gen Operating Co-Hybrid | 34.9436 | -118.088 | 9900 Lone Butte Rd | Mojave | CA | 93501 | Kern | WECC | CISO | California Independent System Operator | Mixed | Batteries; Solar Photovoltaic | 2 | BESS; PV | 248.9 | 248.9 | 248.9 | NR | IPP Non-CHP | 230 | Q |  |  |  |  | 159.9 | Y |  | 100 | 100 | 100 | LIB | 2022
65676 | WECC | Edwards Sanborn E5 | 64366 | Terra-Gen Operating Co-Hybrid | 34.9653 | -118.0773 | 9900 Lone Butte Rd | Mojave | CA | 93501 | Kern | WECC | CISO | California Independent System Operator | Mixed | Batteries; Solar Photovoltaic | 2 | BESS; PV | 115 | 115 | 115 | NR | IPP Non-CHP | 230 | Q |  |  |  |  | 71.3 | Y |  | 188 | 47 | 47 | LIB | 2022
65677 | WECC | Edwards Sanborn S4 | 64366 | Terra-Gen Operating Co-Hybrid | 35.0125 | -118.1193 | 450 Purdy Ave | Mojave | CA | 93501 | Kern | WECC | CISO | California Independent System Operator | Mixed | Batteries; Solar Photovoltaic | 2 | BESS; PV | 60 | 60 | 60 | NR | IPP Non-CHP | 230 | Q |  |  |  |  | 44.8 | Y |  | 18.8 | 18.8 | 18.8 | LIB | 2022
65678 | WECC | Appaloosa Solar I | 60025 | Greenbacker Renewable Energy Corporation | 37.8402 | -113.1359 | 7956 North Lund Hwy | Cedar City | UT | 84721 | Iron | WECC | PACE | PacifiCorp - East | Solar | Solar Photovoltaic | 2 | AS1A; AS1B | 200 | 198 | 198 | NR | IPP Non-CHP | 345 | Q |  |  |  |  | 200 | Y | [5 empty] | 2024
65680 | MISO | City of Sheboygan Solar | 20856 | Wisconsin Power & Light Co | 43.7091 | -87.7554 | 4206 Gateway Drive | Sheboygan | WI | 53081 | Sheboygan | MRO | MISO | Midcontinent Independent Transmission System Operator, Inc.. | Solar | Solar Photovoltaic | 1 | PV1 | 0.9 | 1 | 0.8 | RE | Electric Utility | 12.47 | I |  |  |  |  | 1.4 | [6 empty] | 2022
65681 | MISO | Kohler Solar | 20856 | Wisconsin Power & Light Co | 43.747 | -87.7657 | 4601 Erie Ave | Kohler | WI | 53044 | Sheboygan | MRO | MISO | Midcontinent Independent Transmission System Operator, Inc.. | Solar | Solar Photovoltaic | 1 | PV1 | 2.3 | 2.3 | 2.3 | RE | Electric Utility | 12.47 | I |  |  |  |  | 3 | [6 empty] | 2022
65691 | PJM | KSU Trumbull | 62915 | Madison Energy Holdings LLC | 41.2787 | -80.8367 | 4314 Mahoning Avenue NW | Warren | OH | 44483 | Trumbull | RFC | PJM | PJM Interconnection, LLC | Solar | Solar Photovoltaic | 1 | TRUMB | 1 | 1 | 1 | NR | IPP Non-CHP | 15 | Q |  |  |  |  | 1.3 | [6 empty] | 2021
65702 | MISO | Indiana Crossroads Solar Park | 64969 | Meadow Lake Solar Park | 40.7263 | -86.852 | 1651 S. 100 E. Reynolds | Reynolds | IN | 47980 | White | RFC | MISO | Midcontinent Independent Transmission System Operator, Inc.. | Solar | Solar Photovoltaic | 1 | GEN01 | 200 | 200 | 200 | RE | Electric Utility | 345 | I |  |  |  |  | 269.9 | Y | [5 empty] | 2023
65705 | PJM | Canoe Brook Solar | 56990 | NJR Clean Energy Ventures Corporation | 40.7452 | -74.3438 | 185 John F Kennedy Parkway | Millburn | NJ | 7078 | Essex | RFC | PJM | PJM Interconnection, LLC | Solar | Solar Photovoltaic | 1 | CANOE | 6.3 | 6.3 | 6.3 | NR | IPP Non-CHP | 34.5 | Q |  |  |  |  | 8.9 | [6 empty] | 2023
65706 | WECC | POM Juice Solar | 63689 | Wonderful Renewable Energy, LLC. | 36.3925 | -119.3511 | 5286 S Del Rey Ave | Fresno | CA | 93616 | Fresno | WECC | CISO | California Independent System Operator | Solar | Solar Photovoltaic | 1 | PJS | 1.5 | 1.5 | 1.3 | NR | IPP Non-CHP | 12.47 | Q |  |  |  |  | 1.8 | Y | [5 empty] | 2021
65707 | WECC | POM Beverage Solar | 63689 | Wonderful Renewable Energy, LLC. | 36.3903 | -119.3579 | 5286 S Del Rey Ave | Del Rey | CA | 93616 | Fresno | WECC | CISO | California Independent System Operator | Solar | Solar Photovoltaic | 1 | PBS | 1.8 | 1.7 | 1.6 | NR | Industrial Non-CHP | 12.47 | Q |  |  |  |  | 2.2 | Y | [5 empty] | 2021
65711 | WECC | Vikings Energy Farm | 64966 | Vikings Energy Farm, LLC | 32.8034 | -115.2717 | 2910 E Nelson Pit Rd | Holtville | CA | 92250 | Imperial | WECC | IID | Imperial Irrigation District | Mixed | Solar Photovoltaic; Batteries | 2 | GEN1; GEN2 | 286.8 | 286.8 | 286.8 | NR | IPP Non-CHP | 230 | Q |  |  |  |  | 157.81 | Y |  | 600 | 150 | 150 | LIB | 2024
65713 | MISO | Rock Aetna Power Partners | 13781 | Northern States Power Co - Minnesota | 44.0227 | -96.0523 | 92 121st Street | Woodstock | MN | 56186 | Murray | MRO | MISO | Midcontinent Independent Transmission System Operator, Inc.. | Wind | Onshore Wind Turbine | 1 | 32005 | 20 | 20 | 20 | RE | Electric Utility | 34.5 | I |  | 38 | GE | 90 | [7 empty] | 2022
65714 | MISO | Northern Wind | 13781 | Northern States Power Co - Minnesota | 44.011 | -96.0446 | 215 111th Street | Lake Wilson | MN | 56151 | Murray | MRO | MISO | Midcontinent Independent Transmission System Operator, Inc.. | Wind | Onshore Wind Turbine | 1 | 32004 | 100 | 91.5 | 91.5 | RE | Electric Utility | 34.5 | I |  | 38 | GE | 262 | [7 empty] | 2023
65715 | MISO | Great Pathfinder Wind | 64989 | Great Pathfinder Wind | 42.2141 | -93.8767 | 1332 370th St | Stratford | IA | 50249 | Hamilton | MRO | MISO | Midcontinent Independent Transmission System Operator, Inc.. | Wind | Onshore Wind Turbine | 1 | GPFWF | 224.4 | 224.4 | 224.4 | NR | IPP Non-CHP | 161 | Q |  | 66 | GE | 321.5 | [7 empty] | 2023
65725 | MISO | Kossuth County Wind | 64979 | Kossuth County Wind, LLC | 42.9867 | -94.1336 | tbd | Lu Verne | IA | 50560 | Kossuth | MRO | MISO | Midcontinent Independent Transmission System Operator, Inc.. | Wind | Onshore Wind Turbine | 1 | KCW | 70 | 70 | 70 | NR | IPP Non-CHP | 345 | Q |  | 25 | GE | 278 | [7 empty] | 2022
65726 | MISO | Montgomery County Community Solar Center | 19436 | Union Electric Co - (MO) | 38.8907 | -91.4232 | 651 Booneslick Rd | New Florence | MO | 63350 | Montgomery | SERC | MISO | Midcontinent Independent Transmission System Operator, Inc.. | Solar | Solar Photovoltaic | 1 | MCCSC | 5.7 | 5.7 | 5.7 | RE | Electric Utility | 34.5 | I | AMMO.UE |  |  |  | 6.5 | Y | [5 empty] | 2022
65731 | MISO | Rockford CS 1 | 64990 | Rockford CS 1, LLC | 42.1761 | -89.0848 | 7290 Beltline Road | Rockford | IL | 61110 | Winnebago | SERC | MISO | Midcontinent Independent Transmission System Operator, Inc.. | Solar | Solar Photovoltaic | 1 | 29197 | 2 | 2 | 1.8 | NR | IPP Non-CHP | 12.47 | Q |  |  |  |  | 2.6 | [6 empty] | 2021
65732 | MISO | Rockford CS 2 | 64988 | Rockford CS 2, LLC | 42.1761 | -89.0848 | 7290 Beltline Road | Rockford | IL | 61110 | Winnebago | SERC | MISO | Midcontinent Independent Transmission System Operator, Inc.. | Solar | Solar Photovoltaic | 1 | 29198 | 2 | 2 | 1.8 | NR | IPP Non-CHP | 12.47 | Q |  |  |  |  | 2.6 | [6 empty] | 2021
65734 | WECC | Oberon Solar Project | 64971 | IP Oberon LLC | 33.729 | -115.3824 | 27200 Rice Road | Desert Center | CA | 92239 | Riverside | WECC | CISO | California Independent System Operator | Mixed | Batteries; Solar Photovoltaic | 2 | OBIBS; OBIPV | 375 | 375 | 375 | NR | IPP Non-CHP | 500 | Q | REDBLUFF_2_B1 |  |  |  | 339 | Y |  | 500 | 125 | 125 | LIB | 2023
65735 | WECC | Oberon II Solar Project | 64972 | IP Oberon II, LLC | 33.729 | -115.3824 | 27200 Rice Road | Desert Center | CA | 92239 | Riverside | WECC | CISO | California Independent System Operator | Mixed | Batteries; Solar Photovoltaic | 2 | OBIIB; OBIIP | 375 | 375 | 375 | NR | IPP Non-CHP | 500 | Q | REDBLUFF_2_B1 |  |  |  | 339 | Y |  | 500 | 125 | 125 | LIB | 2023
65736 | MISO | Driver Solar | 814 | Entergy Arkansas LLC | 35.6406 | -89.9694 | TBD | Osceola | AR | 72370 | Mississippi | SERC | MISO | Midcontinent Independent Transmission System Operator, Inc.. | Solar | Solar Photovoltaic | 1 | AKDR1 | 150 | 150 | 150 | RE | Electric Utility | 230 | I |  |  |  |  | 312.53 | Y | [5 empty] | 2024
65737 | WECC | Schumann Wind Farm | 57421 | Chopin Wind, LLC | 45.9068 | -118.4973 | York Road and Co Road 672 | Milton-Freewater | OR | 59076 | Umatilla | WECC | PACW | PacifiCorp - West | Wind | Onshore Wind Turbine | 1 | SCH | 8 | 8 | 8 | NR | IPP Non-CHP | 69 | Q |  | 5 | GE | 262 | [7 empty] | 2022
65738 | SPP | Sunflower Energy Center, LLC | 64992 | Sunflower Energy Center, LLC | 38.2316 | -97.0472 | 1873 110th Street | Peabody | KS | 66866 | Marion | MRO | SWPP | Southwest Power Pool | Wind | Onshore Wind Turbine | 1 | 1111 | 200.6 | 200.6 | 200.6 | NR | IPP Non-CHP | 345 | Q |  | 76 | GE | 374 | [7 empty] | 2023
65740 | WECC | Canal Energy S23, LLC | 64948 | Canal Energy S23, LLC | 36.1761 | -119.5604 | 22586 6th Ave | Hanford | CA | 93230 | Kings | WECC | CISO | California Independent System Operator | Solar | Solar Photovoltaic | 1 | 21536 | 4.1 | 4.1 | 4.1 | NR | IPP Non-CHP | 12 | Q |  |  |  |  | 5.6 | Y | [5 empty] | 2021
65741 | PJM | Sandy Ridge Wind 2, LLC | 59050 | Algonquin Power Co | 40.7453 | -78.2223 | 140 Big Fill Run | Tyrone | PA | 16686 | Blair | RFC | PJM | PJM Interconnection, LLC | Wind | Onshore Wind Turbine | 1 | SRW2 | 87.6 | 87.6 | 87.6 | NR | IPP Non-CHP | 115 | Q |  | 15 | Vestas | 393.7 | [7 empty] | 2023
65742 | MISO | Deerfield Wind Energy 2 | 64998 | Deerfield Wind Energy 2, LLC | 43.9287 | -82.8735 | 3737 Redman Road | Port Hope | MI | 48468 | Huron | RFC | MISO | Midcontinent Independent Transmission System Operator, Inc.. | Wind | Onshore Wind Turbine | 1 | DWF02 | 112.1 | 112.1 | 112.1 | NR | IPP Non-CHP | 120 | Q |  | 21 | Vestas | 390 | [7 empty] | 2023
65743 | WECC | Victory Pass | 64995 | Victory Pass I, LLC | 33.701 | -115.3163 | 37949 DC379 | Desert Center | CA | 92239 | Riverside | WECC | CISO | California Independent System Operator | Mixed | Batteries; Solar Photovoltaic | 2 | VCTBA; VCTPV | 250 | 250 | 250 | NR | IPP Non-CHP | 220 | Q |  |  |  |  | 272 | Y | Y | 200 | 50 | 50 | LIB | 2024
65744 | WECC | Arica Solar | 64996 | Arica Solar, LLC | 33.701 | -115.3163 | 37947 DC 379 | Desert Center | CA | 92239 | Riverside | WECC | CISO | California Independent System Operator | Mixed | Batteries; Solar Photovoltaic | 2 | ARCBA; ARCPV | 399 | 399 | 399 | NR | IPP Non-CHP | 220 | Q |  |  |  |  | 350 | Y | Y | 544 | 136 | 136 | LIB | 2024
65745 | WECC | Carnes Creek Solar (CSG) | 65002 | Carnes Creek Solar, LLC | 45.0752 | -122.9277 | 10825 Portland Rd NE | Salem | OR | 97305 | Marion | WECC | PGE | Portland General Electric Company | Solar | Solar Photovoltaic | 1 | CAC22 | 2.5 | 2.5 | 2.5 | NR | IPP Non-CHP | 12.47 | Q |  |  |  |  | 3.2 | Y | [5 empty] | 2022
65746 | WECC | Cosper Creek Solar (CSG) | 65003 | Cosper Creek Solar, LLC | 45.058 | -123.499 | TBD | Willamina | OR | 97396 | Polk | WECC | PGE | Portland General Electric Company | Solar | Solar Photovoltaic | 1 | CC22 | 2.5 | 2.5 | 2.5 | NR | IPP Non-CHP | 12.47 | Q |  |  |  |  | 3.2 | Y | [5 empty] | 2022
65747 | WECC | Fruitland Creek Solar (CSG) | 65004 | Fruitland Creek Solar, LLC | 44.9301 | -122.9375 | TBD | Salem | OR | 97317 | Marion | WECC | PGE | Portland General Electric Company | Solar | Solar Photovoltaic | 1 | FC22 | 1.8 | 1.8 | 1.8 | NR | IPP Non-CHP | 12.47 | Q |  |  |  |  | 2.1 | Y | [5 empty] | 2022
65748 | WECC | Kaiser Creek Solar (CSG) | 65005 | Kaiser Creek Solar, LLC | 45.143 | -122.609 | TBD | Molalla | OR | 97038 | Clackamas | WECC | PGE | Portland General Electric Company | Solar | Solar Photovoltaic | 1 | KC22 | 2 | 2 | 2 | NR | IPP Non-CHP | 12.47 | Q |  |  |  |  | 2.6 | Y | [5 empty] | 2022
65749 | WECC | Linkville Solar (CSG) | 65006 | Linkville Solar, LLC | 42.2077 | -121.8146 | TBD | Klamath Falls | OR | 97601 | Klamath | WECC | PACW | PacifiCorp - West | Solar | Solar Photovoltaic | 1 | LS22 | 2.8 | 2.8 | 2.8 | NR | IPP Non-CHP | 12.47 | Q |  |  |  |  | 5 | Y | [5 empty] | 2024
65750 | WECC | Sandy River Solar (CSG) | 65007 | Sandy River Solar, LLC | 45.4311 | -122.2952 | TBD | Sandy | OR | 97055 | Clackamas | WECC | PGE | Portland General Electric Company | Solar | Solar Photovoltaic | 1 | SR22 | 1.9 | 1.9 | 1.9 | NR | IPP Non-CHP | 12.47 | Q |  |  |  |  | 2.4 | Y | [5 empty] | 2022
65751 | WECC | Sesqui-C Solar (CSG) | 65008 | Sesqui-C Solar, LLC | 45.3254 | -123.1769 | TBD | Yamhill | OR | 97148 | Yamhill | WECC | PGE | Portland General Electric Company | Solar | Solar Photovoltaic | 1 | SC22 | 2.5 | 2.5 | 2.5 | NR | IPP Non-CHP | 12.47 | Q |  |  |  |  | 3.2 | Y | [5 empty] | 2022
65756 | PJM | Rockdale | 60281 | Altus Power America Management, LLC | 39.6289 | -77.8749 | 14339 Clear Spring Road | Williamsport | MD | 21795 | Washington | RFC | PJM | PJM Interconnection, LLC | Solar | Solar Photovoltaic | 1 | RKDAL | 2 | 2 | 2 | NR | IPP Non-CHP | 13.2 | Q |  |  |  |  | 2.6 | Y | [5 empty] | 2019
65758 | PJM | Ahern Community Solar I, LLC | 65009 | Ahern Community Solar I, LLC | 41.185 | -88.231 | 1565 E Dupont Rd | Morris | IL | 60450 | Grundy | RFC | PJM | PJM Interconnection, LLC | Solar | Solar Photovoltaic | 1 | AHERN | 2 | 2 | 2 | NR | IPP Non-CHP | 34.5 | Q |  |  |  |  | 2.8 | Y | [5 empty] | 2023
65761 | MISO | Buffalo Ridge Wind | 65012 | Buffalo Ridge Wind, LLC | 44.4231 | -96.2972 | 2028 130th St | Lake Benton | MN | 56419 | Lincoln | MRO | MISO | Midcontinent Independent Transmission System Operator, Inc.. | Wind | Onshore Wind Turbine | 1 | 3161 | 106 | 101.9 | 101.9 | NR | IPP Non-CHP | 115 | Q |  | 40 | GE | 292 | [7 empty] | 2022
65764 | MISO | Walleye Wind | 65015 | Walleye Wind, LLC | 43.6381 | -96.3906 | tbd | Beaver Creek | MN | 56116 | Rock | MRO | MISO | Midcontinent Independent Transmission System Operator, Inc.. | Wind | Onshore Wind Turbine | 1 | WWLLC | 110 | 110 | 110 | NR | IPP Non-CHP | 161 | Q |  | 40 | GE | 374 | [7 empty] | 2022
65766 | WECC | Dover Dairy | 64698 | Renewable Solar, Inc | 36.4155 | -119.5537 | 4265 Dover Ave | Hanford | CA | 93230 | Kings | WECC | CISO | California Independent System Operator | Solar | Solar Photovoltaic | 1 | 13856 | 1.1 | 1.1 | 1.1 | NR | Industrial Non-CHP | 12 | IND |  |  |  |  | 1.3 | Y | [5 empty] | 2022
65770 | WECC | Ventura Solar | 65023 | Ventura Solar LLC | 34.3992 | -118.902 | 67 Telgraph Road | Fillmore | CA | 93015 | Ventura | WECC | CISO | California Independent System Operator | Solar | Solar Photovoltaic | 1 | SOLAR | 2.9 | 2.9 | 2.9 | NR | IPP Non-CHP | 16.34 | Q |  |  |  |  | 3.5 | Y | [5 empty] | 2021
65773 | WECC | Star Peak Geothermal Plant | 64626 | Star Peak Geothermal LLC. | 40.5321 | -118.272 | 4500 E Frontage Road | Imlay | NV | 89418 | Pershing | WECC | NEVP | Nevada Power Company | Other | Geothermal | 5 | 3500; 5100A; 5100B; 5200; STEAM | 21.9 | 21.9 | 21.9 | NR | IPP Non-CHP | 63 | Q | [11 empty] | 2022
65774 | MISO | Alden Road Harvard Solar 1 | 65024 | Alden Road Harvard Solar 1, LLC | 42.4003 | -88.4988 | Alden & McGuire Road | Harvard | IL | 60033 | McHenry | SERC | MISO | Midcontinent Independent Transmission System Operator, Inc.. | Solar | Solar Photovoltaic | 1 | 18031 | 2 | 2 | 1.8 | NR | IPP Non-CHP | 12.5 | Q |  |  |  |  | 2.4 | [6 empty] | 2020
65778 | WECC | Jackpot Solar, LLC | 65411 | Duke Energy Renewables Services | 42.189 | -114.6218 | 1640 US-93 | Twin Falls | ID | 83302 | Twin Falls | WECC | IPCO | Idaho Power Company | Solar | Solar Photovoltaic | 1 | JKPT | 120 | 120 | 120 | RE | Electric Utility | 345 | Q |  |  |  |  | 155.9 | Y | [5 empty] | 2022
65783 | WECC | Wonderful Nursery | 63689 | Wonderful Renewable Energy, LLC. | 35.6177 | -119.3924 | 27920 Macombs Ave | Wasco | CA | 93280 | Kern | WECC | CISO | California Independent System Operator | Solar | Solar Photovoltaic | 1 | WN01 | 2.3 | 2.3 | 2.3 | NR | Industrial Non-CHP | 12.47 | Q |  |  |  |  | 2.5 | Y | [5 empty] | 2021
65791 | PJM | Blue Hen Solar | 62915 | Madison Energy Holdings LLC | 39.1857 | -75.6854 | 966 Lockwood Chapel Road | Dartley | DE | 19953 | Kent | RFC | PJM | PJM Interconnection, LLC | Solar | Solar Photovoltaic | 1 | BHEN1 | 1.5 | 1.5 | 1.5 | NR | IPP Non-CHP | 15 | Q |  |  |  |  | 2 | Y | [5 empty] | 2022
65794 | WECC | 20701 Plummer PV, LLC | 61980 | Valta Energy | 34.2434 | -118.5852 | 20701 Plummer St. | Chatsworth | CA | 91311 | Los Angeles | WECC | LDWP | Los Angeles Department of Water and Power | Solar | Solar Photovoltaic | 1 | VSPRC | 1.5 | 1.5 | 1.5 | NR | IPP Non-CHP | 34.5 | Q |  |  |  |  | 1.9 | [6 empty] | 2022
65796 | PJM | SV CSG Baileyville 1 LLC | 65058 | SV CSG Baileyville 1 LLC | 42.2012 | -89.6088 | 124 W. Montague Rd | Baileyville | IL | 61007 | Stephenson | RFC | PJM | PJM Interconnection, LLC | Solar | Solar Photovoltaic | 1 | BAIL1 | 2 | 1.6 | 0.9 | NR | IPP Non-CHP | 480 | Q |  |  |  |  | 3.1 | Y | Y |  |  |  |  | 2023
65797 | MISO | Elba Solar LLC | 65049 | Elba Solar LLC | 40.8855 | -90.0167 | 2230 Knox Highway 11 | Williamsfield | IL | 61489 | Knox | SERC | MISO | Midcontinent Independent Transmission System Operator, Inc.. | Solar | Solar Photovoltaic | 1 | ELBA | 2 | 2 | 2 | NR | IPP Non-CHP | 480 | Q |  |  |  |  | 3 | Y | Y |  |  |  |  | 2023
65799 | PJM | SV CSG South Dekalb 1 LLC | 65050 | SV CSG South Dekalb 1 LLC | 41.8934 | -88.771 | 191 E. Gurler Rd | Dekalb | IL | 60115 | DeKalb | RFC | PJM | PJM Interconnection, LLC | Solar | Solar Photovoltaic | 1 | DKLB1 | 2 | 2 | 2 | NR | IPP Non-CHP | 480 | Q |  |  |  |  | 3 | Y | Y |  |  |  |  | 2023
65800 | PJM | SV CSG South Dekalb 2 LLC | 65051 | SV CSG South Dekalb 2 LLC | 41.8944 | -88.7713 | 191 E. Gurler Rd | Dekalb | IL | 60115 | DeKalb | RFC | PJM | PJM Interconnection, LLC | Solar | Solar Photovoltaic | 1 | DKLB2 | 2 | 1.6 | 0.9 | NR | IPP Non-CHP | 480 | Q |  |  |  |  | 3 | Y | Y |  |  |  |  | 2023
65803 | MISO | SV CSG Barrass Farms II LL | 65057 | SV CSG Barrass Farms II LLC | 37.7272 | -88.849 | 16933 Route 13 | Marion | IL | 62959 | Williamson | SERC | MISO | Midcontinent Independent Transmission System Operator, Inc.. | Solar | Solar Photovoltaic | 1 | BARAS | 2 | 1.7 | 0.9 | NR | IPP Non-CHP | 480 | I |  |  |  |  | 3.1 | Y | Y |  |  |  |  | 2023
65804 | SPP | Corvias - Fort Riley II | 60584 | Onyx Asset Services Group | 39.0856 | -96.815 | 67768 Vast Circle | Fort Riley | KS | 66442 | Riley | MRO | SWPP | Southwest Power Pool | Solar | Solar Photovoltaic | 1 | 13191 | 1.3 | 1.3 | 1.3 | NR | IPP Non-CHP | 240 | Q |  |  |  |  | 1.8 | N | [5 empty] | 2022
65806 | WECC | DIA 8 | 60025 | Greenbacker Renewable Energy Corporation | 39.9037 | -104.6634 | 27800 E 114th Ave | Denver | CO | 80249 | Adams | WECC | PSCO | Public Service Company of Colorado | Solar | Solar Photovoltaic | 1 | 528 | 4.5 | 4.5 | 4.5 | NR | IPP Non-CHP | 13.8 | Q |  |  |  |  | 6.1 | Y | [5 empty] | 2023
65820 | WECC | Ocotillo Wells | 63466 | Conductive Power | 33.0747 | -116.0912 | 7199 Split Mountain Road | Borrego Springs | CA | 92004 | San Diego | WECC | CISO | California Independent System Operator | Solar | Solar Photovoltaic | 1 | OWS | 50 | 50 | 50 | NR | IPP Non-CHP | 34.5 | Q |  |  |  |  | 66 | Y | [5 empty] | 2023
65857 | WECC | Sunlight Storage | 65059 | Sunlight Storage, LLC | 33.803 | -115.402 | 44810 Kaiser Road | Desert Center | CA | 92239 | Riverside | WECC | CISO | California Independent System Operator | Battery | Batteries | 1 | SUNS1 | 230 | 230 | 230 | NR | IPP Non-CHP | 220 | Q | [7 empty] | 920 | 230 | 230 | LIB | 2022
65890 | PJM | SV CSG Baileyville 2 LLC | 65077 | SV CSG Baileyville 2 LLC | 42.2014 | -89.611 | 124 W. Montague Rd | Baileyville | IL | 61007 | Stephenson | RFC | PJM | PJM Interconnection, LLC | Solar | Solar Photovoltaic | 1 | BAIL2 | 2 | 1.6 | 0.9 | NR | IPP Non-CHP | 480 | Q |  |  |  |  | 3.1 | Y | Y |  |  |  |  | 2023
65896 | PJM | Gallaudet Uni Community Solar | 65087 | SMS DC CS01B, LLC | 38.9072 | -76.9937 | 800 Florida Ave NE | Washington | DC | 20002 | District of Columbia | RFC | PJM | PJM Interconnection, LLC | Solar | Solar Photovoltaic | 1 | GUCS1 | 1.4 | 1.4 | 0.5 | NR | IPP Non-CHP | 13.8 | Q |  |  |  |  | 1.7 |  | Y |  |  |  |  | 2024
65898 | WECC | Gaylord Rockies CHP | 65095 | Unison Energy LLC | 39.82 | -104.75 | 6700 North Gaylord Rockies Blv | Aurora | CO | 80019 | Adams | WECC | PSCO | Public Service Company of Colorado | Natural Gas | Natural Gas Internal Combustion Engine | 2 | T0041; T0042 | 4 | 4 | 4 | NR | IPP CHP | 13.2 | Q | [11 empty] | 2022
65902 | PJM | Gans Solar | 65097 | Gans Solar, LLC | 39.7501 | -79.8358 | TBD | Lake Lynn | PA | 15451 | Fayette | RFC | PJM | PJM Interconnection, LLC | Solar | Solar Photovoltaic | 1 | 5 | 14 | 14 | 14 | NR | IPP Non-CHP | 25 | Q |  |  |  |  | 19.5 |  | Y |  |  |  |  | 2024
65903 | PJM | Pechin Solar | 65098 | Pechin Solar, LLC | 39.9611 | -79.6439 | TBD | Dunbar | PA | 15431 | Fayette | RFC | PJM | PJM Interconnection, LLC | Solar | Solar Photovoltaic | 1 | 9 | 14 | 14 | 14 | NR | IPP Non-CHP | 25 | Q |  |  |  |  | 19.9 |  | Y |  |  |  |  | 2024
65929 | PJM | Listonburg Solar | 65100 | Listonburg Solar, LLC | 39.7647 | -79.3034 | TBD | Addison Township | PA | 15424 | Somerset | RFC | PJM | PJM Interconnection, LLC | Solar | Solar Photovoltaic | 1 | 8 | 15 | 15 | 15 | NR | IPP Non-CHP | 24.9 | Q |  |  |  |  | 20.7 |  | Y |  |  |  |  | 2024
65933 | WECC | Sagebrush ESS | 65552 | Terra-Gen Operating Co-BESS 2 | 35.0477 | -118.2628 | 7021 Oak Creek Rd | Mojave | CA | 93501 | Kern | WECC | CISO | California Independent System Operator | Battery | Batteries | 1 | 1 | 80 | 80 | 80 | NR | IPP Non-CHP | 230 | Q | [7 empty] | 320 | 80 | 80 | LIB | 2023
65936 | PJM | Honeysuckle Solar Farm | 62842 | Lightsource Renewable Energy Asset Management, LLC | 41.719 | -86.464 | 53450 Snowberry Road | New Carlisle | IN | 46552 | St Joseph | RFC | PJM | PJM Interconnection, LLC | Solar | Solar Photovoltaic | 1 | INHS1 | 150 | 150 | 150 | NR | IPP Non-CHP | 138 | Q |  |  |  |  | 187.5 | Y | [5 empty] | 2024
65942 | MISO | Grand Casino Hinckley Solar | 64083 | DG Central 1, LLC | 46.0066 | -92.9077 | 567 Lady Luck Drive | Hinckley | MN | 55037 | Pine | MRO | MISO | Midcontinent Independent Transmission System Operator, Inc.. | Solar | Solar Photovoltaic | 1 | GRAND | 3 | 3 | 3 | NR | IPP Non-CHP | 12.47 | Q |  |  |  |  | 3.9 | Y | [5 empty] | 2022
65945 | PJM | Brookville Smart Bus Depot Microgrid | 65118 | AlphaStruxure Service Co LP | 38.999 | -77.058 | 8710 Brookville Rd | Silver Spring | MD | 20910 | Montgomery | RFC | PJM | PJM Interconnection, LLC | Mixed | Batteries; Natural Gas Internal Combustion Engine; Solar Photovoltaic | 5 | BESS; GEN2; GEN3; GENS; PV | 5 | 5 | 5 | NR | Commercial Non-CHP | 13.8 | Q |  |  |  |  | 2 |  |  | 4.3 | 1.5 | 1.5 | LIB | 2022
65946 | SPP | Hecate Energy Upshur Rural LLC | 65117 | Hecate Energy Upshur Rural LLC | 32.8432 | -94.7319 | 15417 State Hwy 155 N | Ore City | TX | 75683 | Upshur | TRE | SWPP | Southwest Power Pool | Solar | Solar Photovoltaic | 1 | SOLAR | 3 | 3 | 3 | NR | IPP Non-CHP | 12.47 | Q |  |  |  |  | 3.5 | Y | [5 empty] | 2022
65951 | PJM | Bowling Green Energy Storage Project | 65129 | VESI 21 LLC | 41.3826 | -83.6112 | 901 Dunbridge St. | Bowling Green | OH | 43402 | Wood | RFC | PJM | PJM Interconnection, LLC | Battery | Batteries | 1 | BG1 | 12 | 12 | 12 | NR | IPP Non-CHP | 12.47 | Q | [7 empty] | 12 | 12 | 12 | LIB | 2023
65952 | PJM | Andover Energy Storage Project | 65128 | VESI 25 LLC | 40.9808 | -74.7609 | 248 Brighton Road, Block 26, L | Andover | NJ | 7821 | Sussex | RFC | PJM | PJM Interconnection, LLC | Battery | Batteries | 1 | AD1 | 20 | 20 | 20 | NR | IPP Non-CHP | 34.5 | Q | [7 empty] | 20 | 20 | 20 | LIB | 2023
65953 | PJM | Howell Energy Storage Project | 65127 | VESI 24 LLC | 40.1337 | -74.1709 | 829 Farmingdale Road, Block 42 | Howell Township | NJ | 7731 | Monmouth | RFC | PJM | PJM Interconnection, LLC | Battery | Batteries | 1 | HW1 | 7 | 7 | 7 | NR | IPP Non-CHP | 34.5 | Q | [7 empty] | 7 | 7 | 7 | LIB | 2023
65956 | WECC | Storey Solar and Storage | 64801 | Storey Energy Center, LLC | 32.8882 | -111.4978 | 430 East Steele Road | Coolidge | AZ | 85128 | Pinal | WECC | SRP | Salt River Project | Mixed | Batteries; Solar Photovoltaic | 2 | STOBA; STORY | 210 | 176 | 176 | NR | IPP Non-CHP | 230 | Q |  |  |  |  | 89 | Y | Y | 264 | 88 | 88 | LIB | 2023
65957 | PJM | Mammoth North Solar | 65131 | Mammoth North, LLC | 41.1993 | -86.6338 | 3471 E 700 S | Knox | IN | 45534 | Starke | RFC | PJM | PJM Interconnection, LLC | Solar | Solar Photovoltaic | 1 | GEN1 | 400 | 400 | 400 | NR | IPP Non-CHP | 345 | Q | ORAORA |  |  |  | 482 | Y | Y |  |  |  |  | 2024
65958 | PJM | WMATA - Anacostia CSG | 61944 | MN8 Energy LLC | 38.865 | -76.994 | 894 Howard Rd. SE | Washington | DC | 20020 | District of Columbia | RFC | PJM | PJM Interconnection, LLC | Solar | Solar Photovoltaic | 1 | GEN1 | 1.1 | 1.1 | 1.1 | NR | IPP Non-CHP | 13 | Q |  |  |  |  | 1.5 | [6 empty] | 2023
65959 | PJM | WMATA - Cheverly Metro (CSG) | 61944 | MN8 Energy LLC | 38.9156 | -76.9174 | 5501 Columbia Park Rd. | Cheverly | MD | 20785 | Prince Georges | RFC | PJM | PJM Interconnection, LLC | Solar | Solar Photovoltaic | 1 | GEN1 | 1.9 | 1.9 | 1.9 | NR | IPP Non-CHP | 13 | Q |  |  |  |  | 2.5 | [6 empty] | 2024
65960 | PJM | WMATA - Naylor Rd. Metro | 61944 | MN8 Energy LLC | 38.8503 | -76.9573 | 3101 Branch Ave | Temple Hills | MD | 20748 | Prince Georges | RFC | PJM | PJM Interconnection, LLC | Solar | Solar Photovoltaic | 1 | GEN1 | 1.7 | 1.7 | 1.7 | NR | IPP Non-CHP | 13 | Q |  |  |  |  | 2.2 | [6 empty] | 2023
65961 | PJM | WMATA - S. Ave. Carport (East) (CSG) | 61944 | MN8 Energy LLC | 38.8407 | -76.9752 | 1422 Southern Ave SE | Hillcrest Heights | MD | 20748 | Prince Georges | RFC | PJM | PJM Interconnection, LLC | Solar | Solar Photovoltaic | 1 | GEN1 | 1.7 | 1.7 | 1.7 | NR | IPP Non-CHP | 13 | Q |  |  |  |  | 2.2 | [6 empty] | 2023
65962 | WECC | Mesquite Solar 4, LLC | 56769 | Consolidated Edison Development Inc. | 33.3265 | -112.9189 | 39904 W. Elliot Road | Tonopah | AZ | 85354 | Maricopa | WECC | CISO | California Independent System Operator | Mixed | Solar Photovoltaic; Batteries | 2 | MS4; MS4B | 62.5 | 62.5 | 62.5 | NR | IPP Non-CHP | 230 | Q |  |  |  |  | 66.15 | Y |  | 47.7 | 10 | 10 | LIB | 2024
65963 | WECC | Mesquite Solar 5, LLC | 56769 | Consolidated Edison Development Inc. | 33.3252 | -112.918 | 13701 S 411th Street | Tonopah | AZ | 85354 | Maricopa | WECC | AZPS | Arizona Public Service Company | Mixed | Solar Photovoltaic; Batteries | 2 | MS5; MS5B | 120 | 120 | 120 | NR | IPP Non-CHP | 230 | Q |  |  |  |  | 72.6 |  | Y | 240 | 60 | 60 | LIB | 2023
65965 | WECC | Java Solar, LLC | 65147 | Java Solar, LLC | 36.2335 | -119.8163 | 16741 20th Ave | Lemoore | CA | 93245 | Kings | WECC | CISO | California Independent System Operator | Solar | Solar Photovoltaic | 1 | JAVA | 13.5 | 13.5 | 13.5 | NR | IPP Non-CHP | 115 | Q |  |  |  |  | 18.5 | Y | [5 empty] | 2022
65967 | MISO | Paris Solar | 20847 | Wisconsin Electric Power Co | 42.6621 | -88.0155 | 499 172nd Avenue | Union Grove | WI | 53172 | Racine | MRO | MISO | Midcontinent Independent Transmission System Operator, Inc.. | Solar | Solar Photovoltaic | 1 | PSLR1 | 200 | 200 | 200 | RE | Electric Utility | 138 | I |  |  |  |  | 259 | Y | Y |  |  |  |  | 2024
65968 | MISO | Hodag Solar | 20860 | Wisconsin Public Service Corp | 45.6125 | -89.4437 | 3032 Hwy 17 | Rhinelander | WI | 54501 | Oneida | RFC | MISO | Midcontinent Independent Transmission System Operator, Inc.. | Solar | Solar Photovoltaic | 1 | HODAG | 7.5 | 7.5 | 7.5 | RE | Electric Utility | 24.9 | I |  |  |  |  | 9.7 | Y | [5 empty] | 2022
65969 | MISO | Kankakee 2 | 65156 | Kankakee Solar 2 LLC | 41.176 | -87.8795 | 6731 N 2250W Road | Bourbonnais | IL | 60914 | Kankakee | SERC | MISO | Midcontinent Independent Transmission System Operator, Inc.. | Solar | Solar Photovoltaic | 1 | KKS2 | 1.5 | 1.5 | 1.5 | NR | IPP Non-CHP | 13.2 | Q |  |  |  |  | 1.9 | Y | [5 empty] | 2022
65970 | WECC | Sheep Creek Community Solar Farm | 65154 | Phelan Solar LLC | 34.5718 | -117.5762 | 17799 Sheep Creek Rd | El Mirage | CA | 92301 | San Bernardino | WECC | CISO | California Independent System Operator | Solar | Solar Photovoltaic | 1 | 1 | 3 | 3 | 3 | NR | IPP Non-CHP | 12.47 | Q |  |  |  |  | 3.8 | Y | [5 empty] | 2023
65971 | SPP | Seven Cowboy Wind Project, LLC | 65148 | Seven Cowboy Wind Project, LLC | 35.2183 | -99.104 | 183151 E County rd 36 | Gage | OK | 73843 | Washita | MRO | SWPP | Southwest Power Pool | Wind | Onshore Wind Turbine | 1 | WT1 | 301.7 | 301.7 | 301.7 | NR | IPP Non-CHP | 345 | Q |  | 107 | GE | 292 | [7 empty] | 2023
65972 | WECC | Raptor Ridge | 24211 | Tucson Electric Power Co | 32.1469 | -110.8781 | 5255 East Valencia | Tucson | AZ | 85607 | Pima | WECC | TEPC | Tucson Electric Power Company | Solar | Solar Photovoltaic | 1 | RRS | 12.5 | 12.5 | 12.5 | RE | Industrial Non-CHP | 13.8 | I |  |  |  |  | 15.6 | N | [5 empty] | 2022
65974 | MISO | Timmerman (CSG) | 65158 | Elora LLC | 44.2346 | -95.8813 | 311 2nd Avenue W | Balaton | MN | 56115 | Lyon | MRO | MISO | Midcontinent Independent Transmission System Operator, Inc.. | Solar | Solar Photovoltaic | 1 | TIMM | 1 | 1 | 1 | NR | IPP Non-CHP | 0.5 | Q |  |  |  |  | 1.7 | N | [5 empty] | 2022
65976 | MISO | Prairie Ronde Solar Farm | 62842 | Lightsource Renewable Energy Asset Management, LLC | 30.61 | -92.17 | TBD | Opelousas | LA | 70570 | St Landry | SERC | MISO | Midcontinent Independent Transmission System Operator, Inc.. | Solar | Solar Photovoltaic | 1 | LAPR1 | 135 | 135 | 135 | NR | IPP Non-CHP | 138 | Q |  |  |  |  | 168.75 | Y | [5 empty] | 2024
65980 | WECC | CED West Side Canal Battery Storage | 56769 | Consolidated Edison Development Inc. | 32.7294 | -115.7186 | 1118 Liebert Road | El Centro | CA | 92251 | Imperial | WECC | CISO | California Independent System Operator | Battery | Batteries | 1 | WCBS | 131 | 131 | 131 | NR | IPP Non-CHP | 230 | Q | [7 empty] | 524 | 131 | 131 | LIB | 2023
65982 | PJM | KDC Solar TC Little Patuxent WWTP LLC | 65164 | CleanCapital Holdings | 39.2991 | -76.96 | 12855 Frederick Road | West Friendship | MD | 21794 | Howard | RFC | PJM | PJM Interconnection, LLC | Solar | Solar Photovoltaic | 1 | TCLP | 2 | 2 | 2 | NR | IPP Non-CHP | 34 | Q |  |  |  |  | 2.8 | Y | [5 empty] | 2022
65983 | PJM | KDC Solar TC George Howard LLC | 65164 | CleanCapital Holdings | 39.3001 | -76.9571 | 12855 Frederick Road | West Friendship | MD | 21794 | Howard | RFC | PJM | PJM Interconnection, LLC | Solar | Solar Photovoltaic | 1 | TCGH | 2 | 2 | 2 | NR | IPP Non-CHP | 34 | Q |  |  |  |  | 2.7 | Y | [5 empty] | 2022
65984 | PJM | KDC Solar TC Blandair Park LLC | 65164 | CleanCapital Holdings | 39.3006 | -76.961 | 12855 Frederick Road | West Friendship | MD | 21794 | Howard | RFC | PJM | PJM Interconnection, LLC | Solar | Solar Photovoltaic | 1 | TCBP | 2 | 2 | 2 | NR | IPP Non-CHP | 34 | Q |  |  |  |  | 2.9 | Y | [5 empty] | 2022
65985 | PJM | IGS AKC1 | 60025 | Greenbacker Renewable Energy Corporation | 41.0496 | -81.5816 | 2400 Romig Rd | Akron | OH | 44320 | Summit | RFC | PJM | PJM Interconnection, LLC | Solar | Solar Photovoltaic | 1 | 461 | 3.8 | 3.8 | 3.8 | NR | IPP Non-CHP | 4.8 | Q |  |  |  |  | 3.9 | [6 empty] | 2023
65986 | MISO | USS Golly Gee Solar LLC | 65173 | United States Solar Corporation | 45.2421 | -93.5814 | 9350 River Rd. SE | Clear Lake | MN | 55319 | Sherburne | MRO | MISO | Midcontinent Independent Transmission System Operator, Inc.. | Solar | Solar Photovoltaic | 1 | USSGG | 1 | 1 | 1 | NR | IPP Non-CHP | 34.5 | Q |  |  |  |  | 1.4 | Y | [5 empty] | 2023
65987 | WECC | Desert Peak Energy Storage I | 65168 | Desert Peak Energy Storage I, LLC | 33.9311 | -116.5719 | 16333 Melissa Lane | Palm Springs | CA | 92258 | Riverside | WECC | CISO | California Independent System Operator | Battery | Batteries | 1 | DP1 | 325 | 325 | 325 | NR | IPP Non-CHP | 230 | Q | [7 empty] | 1300 | 325 | 325 | LIB | 2023
65988 | WECC | Desert Peak Energy Storage II | 65169 | Desert Peak Energy Storage II, LLC | 33.9311 | -116.5719 | 16333 Melissa Lane | Palm Springs | CA | 92258 | Riverside | WECC | CISO | California Independent System Operator | Battery | Batteries | 1 | DP2 | 75 | 75 | 75 | NR | IPP Non-CHP | 230 | Q | [7 empty] | 300 | 75 | 75 | LIB | 2023
65989 | MISO | South Garden | 65161 | South Garden LLC | 44.9492 | -94.0769 | 4157 230th St | Winstead | MN | 55395 | McLeod | MRO | MISO | Midcontinent Independent Transmission System Operator, Inc.. | Solar | Solar Photovoltaic | 1 | MNC01 | 1 | 1 | 1 | NR | IPP Non-CHP | 0.48 | Q |  |  |  |  | 1.5 | Y | Y |  |  |  |  | 2023
65990 | WECC | USS Giveback Solar LLC (CSG) | 65173 | United States Solar Corporation | 38.1435 | -104.2534 | 39540 E US HWY 50 | Pueblo | CO | 81006 | Pueblo | WECC | PSCO | Public Service Company of Colorado | Solar | Solar Photovoltaic | 1 | USSGB | 2 | 2 | 2 | NR | IPP Non-CHP | 12.47 | Q |  |  |  |  | 2.8 | Y | [5 empty] | 2023
65991 | MISO | USS Dressen Family Solar LLC | 65173 | United States Solar Corporation | 44.8982 | -93.8387 | 5805 Polk Ave. | Mayer | MN | 55360 | Carver | MRO | MISO | Midcontinent Independent Transmission System Operator, Inc.. | Solar | Solar Photovoltaic | 1 | USSDF | 1 | 1 | 1 | NR | IPP Non-CHP | 13.8 | Q |  |  |  |  | 1.4 | Y | [5 empty] | 2023
65992 | MISO | USS Wolf Solar LLC | 65173 | United States Solar Corporation | 44.6153 | -95.5984 | 5227 150th Avenue | Wood Lake | MN | 56297 | Yellow Medicine | MRO | MISO | Midcontinent Independent Transmission System Operator, Inc.. | Solar | Solar Photovoltaic | 1 | USWOF | 1 | 1 | 1 | NR | IPP Non-CHP | 23.9 | Q |  |  |  |  | 1.4 | Y | [5 empty] | 2023
65993 | MISO | USS Wonder Solar LLC | 65173 | United States Solar Corporation | 44.4519 | -94.5351 | 690 Ranchwood Drive | Bird Island | MN | 55310 | Renville | MRO | MISO | Midcontinent Independent Transmission System Operator, Inc.. | Solar | Solar Photovoltaic | 1 | USWON | 1 | 1 | 1 | NR | IPP Non-CHP | 4.16 | Q |  |  |  |  | 1.4 | Y | [5 empty] | 2023
65999 | PJM | Great Cove Solar | 61012 | AES Distributed Energy | 39.9239 | -78.0412 | TBD | McConnellsburg | PA | 17233 | Fulton | RFC | PJM | PJM Interconnection, LLC | Solar | Solar Photovoltaic | 1 | GC1 | 70 | 70 | 70 | NR | IPP Non-CHP | 138 | Q |  |  |  |  | 83 | Y | [5 empty] | 2023
66000 | MISO | Delta Wind Farm (MS) | 64904 | AES Clean Energy | 34.4692 | -90.3927 | 3500 6 Mile Lake Rd | Dundee | MS | 38626 | Coahoma | SERC | MISO | Midcontinent Independent Transmission System Operator, Inc.. | Wind | Onshore Wind Turbine | 1 | DLTA | 184.5 | 184.5 | 184.5 | NR | IPP Non-CHP | 230 | Q |  | 46 | Vestas | 446.2 | [7 empty] | 2024
66001 | WECC | Chevelon Butte Wind Farm | 64904 | AES Clean Energy | 34.6815 | -110.8017 | 25400 State Route 99 | Winslow | AZ | 86047 | Coconino | WECC | AZPS | Arizona Public Service Company | Wind | Onshore Wind Turbine | 1 | CHVB | 238.2 | 238.2 | 238.2 | NR | IPP Non-CHP | 345 | Q |  | 57 | Vestas | 393.7 | [7 empty] | 2023
66003 | MISO | MP CSG 1 LLC | 65173 | United States Solar Corporation | 46.6198 | -92.3889 | 428 Alcohol Road | Wrenshall | MN | 55797 | Carlton | MRO | MISO | Midcontinent Independent Transmission System Operator, Inc.. | Solar | Solar Photovoltaic | 1 | MPCSG | 1 | 1 | 1 | NR | IPP Non-CHP | 13.47 | Q |  |  |  |  | 1.4 | Y | [5 empty] | 2018
66004 | MISO | Titlow Garden LLC CSG | 65172 | Titlow Garden LLC | 44.5434 | -94.2229 | 47662 280 st | Gaylord | MN | 55334 | Sibley | MRO | MISO | Midcontinent Independent Transmission System Operator, Inc.. | Solar | Solar Photovoltaic | 1 | TTLOW | 1 | 1 | 1 | NR | IPP Non-CHP | 480 | Q |  |  |  |  | 1.4 | Y | Y |  |  |  |  | 2023
66010 | PJM | IGS CMH4, LLC | 60025 | Greenbacker Renewable Energy Corporation | 39.943 | -83.3177 | 1550 W. Main Street | Madison | OH | 43162 | Madison | RFC | PJM | PJM Interconnection, LLC | Solar | Solar Photovoltaic | 1 | 460 | 4.2 | 4.2 | 4.2 | NR | IPP Non-CHP | 0.48 | Q |  |  |  |  | 5.4 | [6 empty] | 2023
66014 | WECC | Bronco Plains Wind II, LLC | 65166 | Bronco Plains Wind II, LLC | 39.184 | -102.97 | TBD | Kit Carson | CO | 80834 | Kit Carson | WECC | PSCO | Public Service Company of Colorado | Wind | Onshore Wind Turbine | 1 | WBOPT | 200 | 199 | 199 | NR | IPP Non-CHP | 345 | Q |  | 72 | GE | 89 | [7 empty] | 2023
66015 | MISO | Platt Solar | 65190 | Cannon River LLC | 43.9814 | -95.8708 | 954 91 Street | Hadley | MN | 56151 | Murray | MRO | MISO | Midcontinent Independent Transmission System Operator, Inc.. | Solar | Solar Photovoltaic | 1 | PLAT | 1 | 1 | 1 | NR | IPP Non-CHP | 0.48 | Q |  |  |  |  | 1.5 | Y | [5 empty] | 2023
66016 | MISO | Skalbeck Solar | 65189 | Cascade Solar LLC | 44.7871 | -95.3688 | 15741 US-212 | Sacred Heart | MN | 56285 | Renville | MRO | MISO | Midcontinent Independent Transmission System Operator, Inc.. | Solar | Solar Photovoltaic | 1 | SKAL | 1 | 1 | 1 | NR | IPP Non-CHP | 4.16 | Q |  |  |  |  | 1.7 | Y | [5 empty] | 2022
66017 | MISO | Andresen Solar | 65188 | Ballantyne LLC | 44.9356 | -95.3746 | 5098 110th Ave. SE | Clara City | MN | 56222 | Chippewa | MRO | MISO | Midcontinent Independent Transmission System Operator, Inc.. | Solar | Solar Photovoltaic | 1 | ANDR | 1 | 1 | 1 | NR | IPP Non-CHP | 0.48 | Q |  |  |  |  | 1.7 | Y | [5 empty] | 2023
66019 | PJM | Lyons Solar | 65196 | Lyons Solar, LLC | 40.472 | -75.785 | 428 Mertz Rd/194 Weaver Rd | Fleetwood | PA | 19522 | Berks | RFC | PJM | PJM Interconnection, LLC | Solar | Solar Photovoltaic | 1 | PA01 | 20 | 20 | 20 | NR | IPP Non-CHP | 69 | Q |  |  |  |  | 24.6 | N | [5 empty] | 2023
66020 | PJM | DRPA Woodcrest Station Solar Project | 64933 | Solar Star River SLB, LLC | 39.9073 | -75.0469 | 100 Stoy Ave | Haddon Township | NJ | 8108 | Camden | RFC | PJM | PJM Interconnection, LLC | Solar | Solar Photovoltaic | 1 | WSSP | 4.4 | 4.2 | 3.1 | NR | IPP Non-CHP | 26.4 | Q |  |  |  |  | 5.3 | [6 empty] | 2022
66021 | PJM | DRPA Ashland Station Solar Project | 64933 | Solar Star River SLB, LLC | 39.8585 | -75.0103 | 2 Burnt Mill Road | Voorhees Township | NJ | 8043 | Camden | RFC | PJM | PJM Interconnection, LLC | Solar | Solar Photovoltaic | 1 | ASSA1 | 2.7 | 2.5 | 2.3 | NR | IPP Non-CHP | 26.4 | Q |  |  |  |  | 3.3 | [6 empty] | 2022
66022 | MISO | Amazon MDW7 Solar Project | 65214 | Solar Star Prime 6, LLC | 41.4241 | -87.7728 | 6605 W. Monee Manhattan Road | Monee | IL | 60449 | Will | RFC | MISO | Midcontinent Independent Transmission System Operator, Inc.. | Solar | Solar Photovoltaic | 1 | AMDW7 | 1.9 | 1.9 | 0.5 | NR | IPP Non-CHP | 12 | Q |  |  |  |  | 3 | [6 empty] | 2022
66023 | WECC | Grossmont-Cuyamaca-Cuyamaca Col. Solar & | 62856 | Forefront Power, LLC | 32.7466 | -116.9389 | 900 Rancho San Diego Parkway | El Cajon | CA | 92019 | San Diego | WECC | CISO | California Independent System Operator | Mixed | Solar Photovoltaic; Batteries | 2 | 18009; 19043 | 2.4 | 2.4 | 2.4 | NR | IPP Non-CHP | 21 | Q |  |  |  |  | 1.7 |  |  | 1 | 1 | 1 | LIB | 2024
66028 | PJM | DRPA Ferry Ave Station Solar Project | 64933 | Solar Star River SLB, LLC | 39.9218 | -75.0925 | 106 Ferry Avenue | City of Camden | NJ | 8103 | Camden | RFC | PJM | PJM Interconnection, LLC | Solar | Solar Photovoltaic | 1 | DFASP | 3.2 | 3.1 | 2.3 | NR | IPP Non-CHP | 26.4 | Q |  |  |  |  | 3.9 | [6 empty] | 2021
66029 | MISO | Courtland CSG LLC | 65173 | United States Solar Corporation | 44.2558 | -94.2929 | 51317 Co Rd 21 | Courtland | MN | 56021 | Nicollet | MRO | MISO | Midcontinent Independent Transmission System Operator, Inc.. | Solar | Solar Photovoltaic | 1 | CLCSG | 1 | 1 | 1 | NR | IPP Non-CHP | 12.47 | Q |  |  |  |  | 1.4 | Y | [5 empty] | 2023
66030 | MISO | Johnson CSG 2 | 62915 | Madison Energy Holdings LLC | 45.4895 | -92.8501 | 37304 Oasis Road | Lindstrom | MN | 55045 | Chisago | MRO | MISO | Midcontinent Independent Transmission System Operator, Inc.. | Solar | Solar Photovoltaic | 1 | JOHN2 | 1 | 1 | 1 | NR | IPP Non-CHP | 13.8 | Q |  |  |  |  | 1.5 | Y | [5 empty] | 2023
66031 | MISO | IL Sidney Project1 | 65198 | IL Sidney Project1, LLC | 40.0274 | -88.0469 | 2200 Country Road 1000 | Sidney | IL | 61877 | Champaign | SERC | MISO | Midcontinent Independent Transmission System Operator, Inc.. | Solar | Solar Photovoltaic | 1 | 15332 | 2 | 2 | 1.8 | NR | IPP Non-CHP | 12.47 | Q |  |  |  |  | 2.9 | Y | [5 empty] | 2021
66032 | MISO | Clay FC | 65197 | Clay FC, LLC | 38.7507 | -88.5068 | 13680 County Road 1000 E | Louisville | IL | 62858 | Clay | SERC | MISO | Midcontinent Independent Transmission System Operator, Inc.. | Solar | Solar Photovoltaic | 1 | 14052 | 2 | 2 | 1.8 | NR | IPP Non-CHP | 12.47 | Q |  |  |  |  | 2.7 | [6 empty] | 2021
66033 | MISO | IL West Hallock Project1 | 65199 | IL West Hallock Project1, LLC | 40.924 | -89.632 | 19505 N. Route 40 | Edelstein | IL | 61526 | Peoria | SERC | MISO | Midcontinent Independent Transmission System Operator, Inc.. | Solar | Solar Photovoltaic | 1 | 15333 | 2 | 2 | 1.8 | NR | IPP Non-CHP | 12.47 | Q |  |  |  |  | 2.8 | Y | [5 empty] | 2021
66035 | WECC | IGS SBD1 | 60025 | Greenbacker Renewable Energy Corporation | 34.0387 | -117.3849 | 3388 S. Cactus Avenue | Bloomington | CA | 92316 | San Bernardino | WECC | LDWP | Los Angeles Department of Water and Power | Solar | Solar Photovoltaic | 1 | 457 | 2.6 | 2.6 | 2.6 | NR | IPP Non-CHP | 0.48 | Q |  |  |  |  | 3.4 | [6 empty] | 2023
66039 | WECC | IGS SBD2 | 60025 | Greenbacker Renewable Energy Corporation | 34.0736 | -117.2814 | 1494 Waterman Ave | San Bernardino | CA | 92408 | San Bernardino | WECC | LDWP | Los Angeles Department of Water and Power | Solar | Solar Photovoltaic | 1 | 457 | 2.5 | 2.5 | 2.5 | NR | IPP Non-CHP | 0.48 | Q |  |  |  |  | 3.1 | [6 empty] | 2023
66047 | PJM | Glover Creek Solar, LLC | 65218 | Glover Creek Solar, LLC | 36.9014 | -85.712 | 7658 Randolph Summer Shade Rd | Summer Shade | KY | 42166 | Metcalfe | SERC | PJM | PJM Interconnection, LLC | Solar | Solar Photovoltaic | 1 | GLOVE | 55 | 55 | 55 | NR | IPP Non-CHP | 69 | Q |  |  |  |  | 75.55 | Y | [5 empty] | 2024
66048 | MISO | Middleton Biogas Solar, LLC | 65220 | Middleton Biogas Solar, LLC | 43.1233 | -89.5466 | 7167 Schneider Road | Middleton | WI | 53562 | Dane | MRO | MISO | Midcontinent Independent Transmission System Operator, Inc.. | Mixed | Solar Photovoltaic; Batteries | 2 | MBS; MBS-B | 2.2 | 2.2 | 2 | NR | IPP Non-CHP | 34 | Q |  |  |  |  | 2.5 |  |  | 0.4 | 0.3 | 0.3 | LIB | 2022
66049 | PJM | Salvation Army Solar | 62915 | Madison Energy Holdings LLC | 39.9553 | -75.1022 | 1865 Harrison Avenue | Camden | NJ | 8105 | Camden | RFC | PJM | PJM Interconnection, LLC | Solar | Solar Photovoltaic | 1 | SARMY | 1.1 | 1.1 | 1.1 | NR | IPP Non-CHP | 5 | Q |  |  |  |  | 1.5 | [6 empty] | 2022
66050 | WECC | Lancaster Area Battery | 61012 | AES Distributed Energy | 34.6864 | -118.3045 | W Ave J & 100th St. W | Lancaster | CA | 93536 | Los Angeles | WECC | CISO | California Independent System Operator | Battery | Batteries | 1 | LAB | 127 | 127 | 127 | NR | IPP Non-CHP | 230 | Q | [7 empty] | 508 | 127 | 127 | LIB | 2022
66059 | MISO | Weston RICE | 20860 | Wisconsin Public Service Corp | 44.8564 | -89.654 | 2491 Old Hwy 51 | Kronenwetter | WI | 54455 | Marathon | RFC | MISO | Midcontinent Independent Transmission System Operator, Inc.. | Natural Gas | Natural Gas Internal Combustion Engine | 7 | W11; W12; W13; W14; W15; W16; W17 | 131.6 | 131.6 | 131.6 | RE | Electric Utility | 115 | I | [11 empty] | 2023
66069 | PJM | IGS PCW1 | 60025 | Greenbacker Renewable Energy Corporation | 41.5485 | -83.5787 | 27400 Crossroads Parkway | Rossford | OH | 43460 | Wood | RFC | PJM | PJM Interconnection, LLC | Solar | Solar Photovoltaic | 1 | 462 | 3.1 | 3.1 | 3.1 | NR | IPP Non-CHP | 0.48 | Q |  |  |  |  | 3.9 | [6 empty] | 2023
66078 | MISO | Solar Star Urbana Landfill East | 65256 | Solar Star Urbana Landfill East, LLC | 40.1208 | -88.1769 | 2300 Barr St | Urbana | IL | 61802 | Champaign | SERC | MISO | Midcontinent Independent Transmission System Operator, Inc.. | Solar | Solar Photovoltaic | 1 | 18952 | 1.9 | 1.9 | 1.7 | NR | IPP Non-CHP | 12.47 | Q |  |  |  |  | 2.7 | [6 empty] | 2021
66079 | MISO | Solar Star Urbana Landfill Central | 65257 | Solar Star Urbana Landfill Central, LLC | 40.1206 | -88.1785 | 2300 Barr St | Urbana | IL | 61802 | Champaign | SERC | MISO | Midcontinent Independent Transmission System Operator, Inc.. | Solar | Solar Photovoltaic | 1 | 20824 | 1.9 | 1.9 | 1.7 | NR | IPP Non-CHP | 12.47 | Q |  |  |  |  | 2.7 | [6 empty] | 2021
66082 | MISO | OE IL Solar 3 | 65248 | OE IL Solar 3, LLC | 42.02 | -89.3626 | 1646 West Oregon Trail Rd | Oregon | IL | 61061 | Ogle | NPCC | MISO | Midcontinent Independent Transmission System Operator, Inc.. | Solar | Solar Photovoltaic | 1 | 14850 | 2 | 2 | 1.8 | NR | IPP Non-CHP | 34.5 | Q |  |  |  |  | 2.9 | Y | [5 empty] | 2022
66083 | MISO | French Road Solar II | 65249 | French Road Solar II, LLC | 42.0605 | -88.5451 | 401 French Road | Burlington | IL | 60109 | Kane | SERC | MISO | Midcontinent Independent Transmission System Operator, Inc.. | Solar | Solar Photovoltaic | 1 | 7063 | 2 | 2 | 1.8 | NR | IPP Non-CHP | 12.47 | Q |  |  |  |  | 2.7 | Y | [5 empty] | 2022
66084 | MISO | Rafterville Solar | 65250 | Rafterville Solar, LLC | 45.1383 | -94.7371 | 26946 515th Avenue | Atwater | MN | 56209 | Kandiyohi | MRO | MISO | Midcontinent Independent Transmission System Operator, Inc.. | Solar | Solar Photovoltaic | 1 | 14508 | 1 | 1 | 0.8 | NR | IPP Non-CHP | 13.8 | Q |  |  |  |  | 1.4 | Y | [5 empty] | 2023
66085 | MISO | Rockford Solar | 65251 | Rockford Solar, LLC | 42.2852 | -89.0994 | 1166 N. Horsman Street | Rockford | IL | 61101 | Winnebago | SERC | MISO | Midcontinent Independent Transmission System Operator, Inc.. | Solar | Solar Photovoltaic | 1 | 16682 | 2 | 2 | 1.8 | NR | IPP Non-CHP | 12.47 | Q |  |  |  |  | 2.6 | Y | [5 empty] | 2021
66088 | WECC | Putah Creek Solar Farm North | 65266 | Putah Creek Solar Farms LLC | 38.5245 | -121.9953 | 28775 County Road 87D | Winters | CA | 95694 | Yolo | WECC | CISO | California Independent System Operator | Solar | Solar Photovoltaic | 1 | PCEF | 3 | 2.9 | 2.9 | NR | IPP Non-CHP | 12 | Q |  |  |  |  | 3 | Y | [5 empty] | 2022
66089 | PJM | Canal Road Solar | 56990 | NJR Clean Energy Ventures Corporation | 40.535 | -74.563 | 701 Randolph Road | Franklin | NJ | 8873 | Somerset | RFC | PJM | PJM Interconnection, LLC | Solar | Solar Photovoltaic | 1 | CANAL | 4 | 4 | 4 | NR | IPP Non-CHP | 26.4 | Q |  |  |  |  | 5 | [6 empty] | 2023
66093 | MISO | Moraine Sands Wind Power | 65268 | Moraine Sands Wind Power, LLC | 40.1709 | -89.8951 | 701 W Chestnut | Mason City | IL | 62664 | Mason | SERC | MISO | Midcontinent Independent Transmission System Operator, Inc.. | Wind | Onshore Wind Turbine | 1 | MSWP1 | 171 | 165 | 165 | NR | IPP Non-CHP | 138 | Q |  | 38 | Vestas | 394 | [7 empty] | 2023
66095 | WECC | Cortez Solar 1, LLC | 60025 | Greenbacker Renewable Energy Corporation | 37.3617 | -108.5247 | 10574 Road 29 | Cortez | CO | 81321 | Montezuma | WECC | WACM | Western Area Power Administration - Rocky Mountain Region | Solar | Solar Photovoltaic | 1 | 712 | 2.2 | 2.2 | 2.2 | NR | IPP Non-CHP | 12.5 | Q |  |  |  |  | 2.8 | [6 empty] | 2022
66097 | PJM | ER Bison Solar CSG | 60025 | Greenbacker Renewable Energy Corporation | 40.9418 | -76.8935 | Bucknell Golf Course, Fairway | Lewisburg | PA | 17837 | Union | RFC | PJM | PJM Interconnection, LLC | Solar | Solar Photovoltaic | 1 | 371 | 1.4 | 1.4 | 1.4 | NR | IPP Non-CHP | 12.5 | Q |  |  |  |  | 1.8 | [6 empty] | 2023
66098 | WECC | IGS VGT | 60025 | Greenbacker Renewable Energy Corporation | 36.2707 | -115.0465 | 5802 E Tropical Parkway | North Las Vegas | NV | 89115 | Clark | WECC | NEVP | Nevada Power Company | Solar | Solar Photovoltaic | 1 | 573 | 1 | 1 | 1 | NR | IPP Non-CHP | 0.5 | Q |  |  |  |  | 1.3 | [6 empty] | 2023
66099 | WECC | IGS LAS1 | 60025 | Greenbacker Renewable Energy Corporation | 35.9678 | -115.1468 | 12300 Bermuda Road | Henderson | NV | 89044 | Clark | WECC | NEVP | Nevada Power Company | Solar | Solar Photovoltaic | 1 | 459 | 1 | 1 | 1 | NR | IPP Non-CHP | 4.8 | Q |  |  |  |  | 1.3 | [6 empty] | 2023
66102 | MISO | Blue Elk IV Solar, LLC | 65269 | Blue Elk IV Solar, LLC | 41.941 | -84.035 | TBD | Adrian | MI | 49221 | Lenawee | RFC | MISO | Midcontinent Independent Transmission System Operator, Inc.. | Solar | Solar Photovoltaic | 1 | BEIV | 20 | 20 | 20 | NR | IPP Non-CHP | 46 | Q |  |  |  |  | 27.2 | Y | [5 empty] | 2023
66103 | MISO | Blue Elk III Solar, LLC | 65272 | Blue Elk III Solar, LLC | 42.516 | -84.593 | TBD | Eaton Rapids | MI | 48827 | Ingham | RFC | MISO | Midcontinent Independent Transmission System Operator, Inc.. | Solar | Solar Photovoltaic | 1 | BEIII | 20 | 20 | 20 | NR | IPP Non-CHP | 46 | Q |  |  |  |  | 20.6 | Y | [5 empty] | 2023
66104 | MISO | Blue Elk VII Solar, LLC | 65273 | Blue Elk VII Solar, LLC | 43.087 | -83.5675 | TBD | Flint | MI | 48423 | Genesee | RFC | MISO | Midcontinent Independent Transmission System Operator, Inc.. | Solar | Solar Photovoltaic | 1 | BEVII | 12.5 | 12.5 | 12.5 | NR | IPP Non-CHP | 46 | Q |  |  |  |  | 16.4 | Y | [5 empty] | 2023
66105 | MISO | Blue Elk II Solar, LLC | 65271 | Blue Elk II Solar, LLC | 42.5049 | -84.477 | TBD | Mason | MI | 48854 | Ingham | RFC | MISO | Midcontinent Independent Transmission System Operator, Inc.. | Solar | Solar Photovoltaic | 1 | BEII | 20 | 20 | 20 | NR | IPP Non-CHP | 46 | Q |  |  |  |  | 27 | Y | [5 empty] | 2024
66108 | MISO | Midcontinent Solar, LLC | 65274 | Midcontinent Solar, LLC | 42.9709 | -84.158 | TBD | Owosso | MI | 48867 | Shiawassee | RFC | MISO | Midcontinent Independent Transmission System Operator, Inc.. | Solar | Solar Photovoltaic | 1 | MCS | 20 | 20 | 20 | NR | IPP Non-CHP | 46 | Q |  |  |  |  | 25.4 | Y | [5 empty] | 2023
66109 | MISO | Greenstone Solar, LLC | 65275 | Greenstone Solar, LLC | 41.942 | -85.122 | TBD | Coldwater | MI | 49036 | Branch | RFC | MISO | Midcontinent Independent Transmission System Operator, Inc.. | Solar | Solar Photovoltaic | 1 | GRSS | 20 | 20 | 20 | NR | IPP Non-CHP | 46 | Q |  |  |  |  | 26.8 | Y | [5 empty] | 2023
66110 | WECC | Babbitt Ranch Energy Center | 65280 | Babbitt Ranch Energy Center, LLC | 35.6277 | -111.8679 | TBD | Flagstaff | AZ | 86001 | Coconino | WECC | SRP | Salt River Project | Wind | Onshore Wind Turbine | 1 | BREC1 | 163 | 163 | 163 | NR | IPP Non-CHP | 500 | Q |  | 50 | GE | 383 | [7 empty] | 2024
66111 | MISO | Elizabeth Solar Plant | 65281 | Horus Louisiana 1, LLC | 30.8198 | -92.9718 | TBD | Pitkin | LA | 70656 | Allen | SERC | MISO | Midcontinent Independent Transmission System Operator, Inc.. | Solar | Solar Photovoltaic | 1 | US199 | 142.8 | 125 | 125 | NR | IPP Non-CHP | 138 | Q | EES.ELILD |  |  |  | 160 | Y | Y |  |  |  |  | 2024
66112 | MISO | Newport Solar Project | 65276 | Newport Solar, LLC | 35.6689 | -91.1871 | 660 County Road 42 | Newport | AR | 72112 | Jackson | SERC | MISO | Midcontinent Independent Transmission System Operator, Inc.. | Solar | Solar Photovoltaic | 1 | U1 | 180 | 180 | 180 | NR | IPP Non-CHP | 161 | Q |  |  |  |  | 231.7 | Y | [5 empty] | 2023
66115 | PJM | HCE Amelia Solar I, LLC | 60531 | Standard Solar | 37.4538 | -77.9568 | 15201 Genito Road | Amelia Court House | VA | 23002 | Amelia | SERC | PJM | PJM Interconnection, LLC | Solar | Solar Photovoltaic | 1 | AML1 | 5 | 5 | 5 | NR | IPP Non-CHP | 24.5 | Q |  |  |  |  | 6.7 | Y | [5 empty] | 2023
66116 | PJM | HCE Amelia Solar II, LLC | 60531 | Standard Solar | 37.4811 | -77.9679 | 16711 Giles Road | Amelia | VA | 23002 | Amelia | SERC | PJM | PJM Interconnection, LLC | Solar | Solar Photovoltaic | 1 | AML2 | 5 | 5 | 5 | NR | IPP Non-CHP | 24.5 | Q |  |  |  |  | 6.7 | Y | [5 empty] | 2023
66117 | PJM | HCE Millboro Springs Solar, LLC | 60531 | Standard Solar | 38 | -79.5687 | 33750 Mountain Valley Road | Millboro | VA | 24460 | Bath | SERC | PJM | PJM Interconnection, LLC | Solar | Solar Photovoltaic | 1 | MLBS | 5 | 5 | 5 | NR | IPP Non-CHP | 24.5 | Q |  |  |  |  | 6.55 | Y | [5 empty] | 2024
66118 | PJM | HCE Moran Solar, LLC | 60531 | Standard Solar | 37.2299 | -78.2713 | 1867 Piney Grove Road | Rice | VA | 23966 | Prince Edward | SERC | PJM | PJM Interconnection, LLC | Solar | Solar Photovoltaic | 1 | MORAN | 3 | 3 | 3 | NR | IPP Non-CHP | 24.5 | Q |  |  |  |  | 3.89 | Y | [5 empty] | 2024
66119 | PJM | HCE Powhatan Solar, LLC | 60531 | Standard Solar | 37.5288 | -77.9598 | 4424 Old Buckingham Rd | Powhatan | VA | 23139 | Powhatan | SERC | PJM | PJM Interconnection, LLC | Solar | Solar Photovoltaic | 1 | POW | 5 | 5 | 5 | NR | IPP Non-CHP | 24.5 | Q |  |  |  |  | 6.7 | Y | [5 empty] | 2023
66120 | PJM | HCE Reams Solar, LLC | 60531 | Standard Solar | 37.0903 | -77.4835 | 24415 Old Vaughn Rd | Dinwiddie | VA | 23814 | Dinwiddie | SERC | PJM | PJM Interconnection, LLC | Solar | Solar Photovoltaic | 1 | REAMS | 5 | 5 | 5 | NR | IPP Non-CHP | 24.5 | Q |  |  |  |  | 6.7 | Y | [5 empty] | 2024
66122 | PJM | HCE Roark Mill Solar, LLC | 60531 | Standard Solar | 37.0562 | -79.3051 | 3166 Roark Mill Rd | Hurt | VA | 24563 | Pittsylvania | SERC | PJM | PJM Interconnection, LLC | Solar | Solar Photovoltaic | 1 | RKML | 3.2 | 3.2 | 3.2 | NR | IPP Non-CHP | 24.5 | Q | [11 empty] | 2024
66125 | WECC | West Line Solar, LLC | 65288 | West Line Solar, LLC | 32.7559 | -111.5548 | 6750 North Tweedy Road | City of Eloy | AZ | 85131 | Pinal | WECC | SRP | Salt River Project | Solar | Solar Photovoltaic | 1 | WESTL | 100 | 100 | 100 | NR | IPP Non-CHP | 230 | Q |  |  |  |  | 125 | Y | [5 empty] | 2022
66133 | PJM | Bartonsville Energy Facility, LLC | 65293 | Bartonsville Energy Facility, LLC | 39.0887 | -78.2399 | 400 Strode McLeod Ln | Stephens | VA | 22655 | Frederick | SERC | PJM | PJM Interconnection, LLC | Solar | Solar Photovoltaic | 1 | BTS | 130 | 130 | 130 | NR | IPP Non-CHP | 130 | Q |  |  |  |  | 171.8 | Y | [5 empty] | 2024
66140 | PJM | PNA Rossford Solar Array | 60571 | AEP Onsite Partners, LLC | 41.6149 | -83.5572 | 140 Dixie Hwy. | Rossford | OH | 43460 | Wood | RFC | PJM | PJM Interconnection, LLC | Solar | Solar Photovoltaic | 1 | PNA01 | 1.4 | 1.4 | 1.4 | NR | IPP Non-CHP | 6.9 | Q |  |  |  |  | 1.9 | [6 empty] | 2022
66141 | WECC | Cortez Solar 3, LLC | 60025 | Greenbacker Renewable Energy Corporation | 37.3039 | -108.5795 | 25496 Road G | Cortez | CO | 81321 | Montezuma | WECC | WACM | Western Area Power Administration - Rocky Mountain Region | Solar | Solar Photovoltaic | 1 | 711 | 2 | 2 | 2 | NR | IPP Non-CHP | 12.5 | Q |  |  |  |  | 2.6 | Y | [5 empty] | 2023
66142 | WECC | Kaiser - Harbor City | 57128 | Bloom Energy | 33.788 | -118.2955 | 25825 Vermont Ave | Harbor City | CA | 90710 | Los Angeles | WECC | CISO | California Independent System Operator | Natural Gas | Other Natural Gas | 1 | KSR48 | 2.1 | 2.1 | 2.1 | NR | IPP Non-CHP | 0.5 | COM | [11 empty] | 2019
66143 | WECC | San Diego Community College | 57128 | Bloom Energy | 32.8059 | -117.1677 | 7250 Mesa College Dr | San Diego | CA | 92111 | San Diego | WECC | CISO | California Independent System Operator | Natural Gas | Other Natural Gas | 1 | SDC01 | 1 | 1 | 1 | NR | IPP Non-CHP | 0.5 | COM | [11 empty] | 2020
66144 | WECC | Smithfield 1 | 60025 | Greenbacker Renewable Energy Corporation | 38.3881 | -112.9946 | 785 E 6th Ave | Milford | UT | 84751 | Beaver | WECC | WACM | Western Area Power Administration - Rocky Mountain Region | Solar | Solar Photovoltaic | 1 | 523 | 5 | 5 | 5 | NR | IPP Non-CHP | 12.5 | Q |  |  |  |  | 6.65 | Y | [5 empty] | 2024
66145 | WECC | Life Technologies - Fremont | 57128 | Bloom Energy | 37.487 | -121.9394 | 46500 Kato Rd | Fremont | CA | 94538 | Alameda | WECC | CISO | California Independent System Operator | Natural Gas | Other Natural Gas | 1 | TMF06 | 1.3 | 1.3 | 1.3 | NR | IPP Non-CHP | 21 | COM | [11 empty] | 2020
66146 | WECC | Kaiser - LA | 57128 | Bloom Energy | 34.0994 | -118.2957 | 1550 N Edgemont St | Los Angeles | CA | 90027 | Los Angeles | WECC | CISO | California Independent System Operator | Natural Gas | Other Natural Gas | 1 | KSR40 | 4.5 | 4.5 | 4.5 | NR | IPP Non-CHP | 4.2 | COM | [11 empty] | 2020
66147 | WECC | Smithfield 3 | 60025 | Greenbacker Renewable Energy Corporation | 38.2245 | -113.1054 | 9900 S 4100 W | Milford | UT | 84751 | Beaver | WECC | WACM | Western Area Power Administration - Rocky Mountain Region | Solar | Solar Photovoltaic | 1 | 801 | 2 | 2 | 2 | NR | IPP Non-CHP | 12.5 | Q |  |  |  |  | 2.7 | Y | [5 empty] | 2023
66148 | WECC | Kaiser - Woodland Hills | 57128 | Bloom Energy | 34.1731 | -118.5903 | 5601 N DeSote Ave | Woodland Hills | CA | 91367 | Los Angeles | WECC | CISO | California Independent System Operator | Natural Gas | Other Natural Gas | 1 | KSR55 | 3.1 | 3.1 | 3.1 | NR | IPP Non-CHP | 4.2 | COM | [11 empty] | 2019
66155 | SPP | Ponderosa Wind II | 65302 | Ponderosa Wind II, LLC | 36.5895 | -100.8037 | TBD | Balko | OK | 73931 | Beaver | MRO | SWPP | Southwest Power Pool | Wind | Onshore Wind Turbine | 1 | GP01 | 100 | 100 | 100 | NR | IPP Non-CHP | 115 | Q |  | 36 | GE | 95 | [7 empty] | 2024
66156 | SPP | High Banks Wind | 65295 | High Banks Wind, LLC | 39.816 | -97.431 | 2301 US Hwy 81 | Belleville | KS | 66935 | Republic | MRO | SWPP | Southwest Power Pool | Wind | Onshore Wind Turbine | 1 | WT | 643.4 | 604 | 604 | NR | IPP Non-CHP | 345 | Q |  | 233 | GE | 374 | [7 empty] | 2023
66159 | MISO | Cape Girardeau Renewable Energy Center | 19436 | Union Electric Co - (MO) | 37.3197 | -89.526 | 1333 N Sprigg St | Cape Girardeau | MO | 63701 | Cape Girardeau | SERC | MISO | Midcontinent Independent Transmission System Operator, Inc.. | Solar | Solar Photovoltaic | 1 | RECBJ | 1.2 | 1.2 | 1.2 | RE | Electric Utility | 34.5 | I |  |  |  |  | 6.5 | N | [5 empty] | 2021
66160 | PJM | Friendship I | 60025 | Greenbacker Renewable Energy Corporation | 39.3095 | -76.9791 | 13300 Frederick Rd | West Friendship | MD | 21794 | Howard | RFC | PJM | PJM Interconnection, LLC | Solar | Solar Photovoltaic | 1 | 569 | 2 | 2 | 2 | NR | IPP Non-CHP | 33 | Q |  |  |  |  | 3.2 | Y | [5 empty] | 2023
66162 | PJM | Friendship II | 60025 | Greenbacker Renewable Energy Corporation | 39.3095 | -76.9791 | 1330 Frederick Rd | West Friendship | MD | 21794 | Howard | RFC | PJM | PJM Interconnection, LLC | Solar | Solar Photovoltaic | 1 | 570 | 2 | 2 | 2 | NR | IPP Non-CHP | 33 | Q |  |  |  |  | 3.1 | N | [5 empty] | 2023
66163 | WECC | Jicarilla Solar 1 LLC | 65265 | Repsol Renewables NA | 36.3167 | -107.2776 | 405 Indian Rt J36 | Dulce | NM | 87528 | Rio Arriba | WECC | PNM | Public Service Company of New Mexico | Mixed | Batteries; Solar Photovoltaic | 2 | JICB1; JICS1 | 70 | 70 | 70 | NR | IPP Non-CHP | 345 | Q |  |  |  |  | 61.8 | Y | Y | 80 | 20 | 20 | LIB | 2023
66169 | WECC | Cortez Solar 2, LLC | 60025 | Greenbacker Renewable Energy Corporation | 37.3783 | -108.6149 | 23999 Road L.4 | Cortez | CO | 81321 | Montezuma | WECC | WACM | Western Area Power Administration - Rocky Mountain Region | Solar | Solar Photovoltaic | 1 | 710 | 5 | 5 | 5 | NR | IPP Non-CHP | 15 | Q |  |  |  |  | 6.4 | Y | [5 empty] | 2023
66175 | MISO | Ivanhoe Generation Facility | 55727 | Orion Engineered Carbons | 29.777 | -91.736 | 7905 Hwy 83 | Franklin | LA | 70538 | St Mary | SERC | MISO | Midcontinent Independent Transmission System Operator, Inc.. | Other | All Other | 1 | GEN1 | 31 | 26.9 | 26.9 | NR | Industrial Non-CHP | 138 | IND | CLEC.ORIN | [10 empty] | 2023
66183 | WECC | Clearwater Wind East | 65311 | Clearwater Wind East, LLC | 46.7896 | -106.0021 | 30 Road 110 | Miles City | MT | 59301 | Custer | WECC | NWMT | NorthWestern Energy (NWMT) | Wind | Onshore Wind Turbine | 1 | CWE | 207.9 | 207.9 | 207.9 | RE | Electric Utility | 500 | Q |  | 75 | GE | 374 | [7 empty] | 2024
66184 | WECC | Clearwater Wind II | 65312 | Clearwater Wind II, LLC | 46.8188 | -106.1946 | 245 Rock Spring Road East | Miles City | MT | 59301 | Rosebud | WECC | NWMT | NorthWestern Energy (NWMT) | Wind | Onshore Wind Turbine | 1 | CW2 | 102.8 | 102.8 | 102.8 | NR | IPP Non-CHP | 500 | Q |  | 37 | GE | 374 | [7 empty] | 2023
66185 | MISO | Crooked Lake Solar, LLC | 65315 | Crooked Lake Solar, LLC | 35.9147 | -89.7843 | 5402 East State Highway 18 | Blytheville | AR | 72315 | Mississippi | SERC | MISO | Midcontinent Independent Transmission System Operator, Inc.. | Solar | Solar Photovoltaic | 1 | GEN1 | 175 | 175 | 175 | NR | IPP Non-CHP | 161 | Q |  |  |  |  | 240.42 | Y | Y |  |  |  |  | 2024
66188 | WECC | POM Plant 1 | 63689 | Wonderful Renewable Energy, LLC. | 36.6571 | -119.5857 | 5286 S Del Rey Ave | Del Rey | CA | 93616 | Fresno | WECC | CISO | California Independent System Operator | Solar | Solar Photovoltaic | 1 | POMP1 | 2.4 | 2.2 | 1.3 | NR | Industrial Non-CHP | 12 | Q |  |  |  |  | 2.5 | Y | [5 empty] | 2021
66189 | WECC | POM Plant 2 | 63689 | Wonderful Renewable Energy, LLC. | 36.6567 | -119.5922 | 5286 S Del Rey Ave | Del Rey | CA | 93616 | Fresno | WECC | CISO | California Independent System Operator | Solar | Solar Photovoltaic | 1 | POMP2 | 1.6 | 1.3 | 1.1 | NR | Industrial Non-CHP | 12 | Q |  |  |  |  | 1.8 | Y | [5 empty] | 2021
66191 | MISO | Maple Flats | 49893 | Invenergy Services LLC | 38.7485 | -88.5469 | 7135 Lincoln Rd | Louisville | IL | 62858 | Clay | SERC | MISO | Midcontinent Independent Transmission System Operator, Inc.. | Solar | Solar Photovoltaic | 1 | 65015 | 250 | 250 | 250 | NR | IPP Non-CHP | 138 | Q |  |  |  |  | 298.1 | Y | Y |  |  |  |  | 2024
66192 | MISO | Heartland Farms | 4254 | Consumers Energy Co - (MI) | 43.2139 | -84.6331 | 7881 S Ely Highway | Middleton | MI | 48856 | Gratiot | RFC | MISO | Midcontinent Independent Transmission System Operator, Inc.. | Wind | Onshore Wind Turbine | 1 | 65014 | 200 | 200 | 200 | RE | Electric Utility | 345 | I |  | 72 | GE | 292 | [7 empty] | 2024
66193 | MISO | Oak Ridge Solar | 64904 | AES Clean Energy | 32.575 | -91.7884 | 2387 Girard Rd | Oak Ridge | LA | 71264 | Richland | SERC | MISO | Midcontinent Independent Transmission System Operator, Inc.. | Solar | Solar Photovoltaic | 1 | OAKRG | 200 | 200 | 200 | NR | IPP Non-CHP | 115 | Q |  |  |  |  | 260 | Y | [5 empty] | 2023
66195 | SPP | SPPW1, LLC | 65318 | SPPW1, LLC | 40.3138 | -98.9603 | 2239 Hwy 10 | Upland | NE | 68981 | Franklin | MRO | SWPP | Southwest Power Pool | Wind | Onshore Wind Turbine | 2 | T-1; T-2 | 5.6 | 5.6 | 5.6 | NR | IPP Non-CHP | 69 | Q |  | 2 | GE | 292 | [7 empty] | 2022
66198 | PJM | Madison Fields Solar Project, LLC | 65860 | Madison Fields Solar Project, LLC | 40.0971 | -83.4687 | 11350 Rosedale Milford Center | Irwin | OH | 43029 | Madison | RFC | PJM | PJM Interconnection, LLC | Solar | Solar Photovoltaic | 1 | USMDF | 180 | 180 | 180 | NR | IPP Non-CHP | 138 | Q |  |  |  |  | 234 | Y | Y |  |  |  |  | 2024
66203 | PJM | Ripley | 61944 | MN8 Energy LLC | 38.535 | -77.097 | Ripley Road | La Plata | MD | 20646 | Charles | RFC | PJM | PJM Interconnection, LLC | Solar | Solar Photovoltaic | 1 | RIPLY | 27.5 | 27.5 | 27.5 | NR | IPP Non-CHP | 69 | Q |  |  |  |  | 34 | Y | [5 empty] | 2023
66208 | WECC | North Central Valley | 65339 | North Central Valley Energy Storage, LLC | 38.0153 | -121.0178 | 23980 E Flood Rd | Linden | CA | 95236 | San Joaquin | WECC | CISO | California Independent System Operator | Battery | Batteries | 1 | NCV | 132 | 132 | 132 | NR | IPP Non-CHP | 230 | Q | [7 empty] | 528 | 132 | 132 | LIB | 2023
66239 | MISO | Pearl River Solar Park LLC | 65347 | Pearl River Solar Park, LLC | 32.551 | -89.7301 | 1868 Merchant Road | Morton | MS | 39117 | Scott | SERC | MISO | Midcontinent Independent Transmission System Operator, Inc.. | Solar | Solar Photovoltaic | 1 | GEN01 | 175 | 175 | 175 | NR | IPP Non-CHP | 115 | Q |  |  |  |  | 258.05 | Y | Y |  |  |  |  | 2024
66240 | MISO | Ragsdale Solar LLC | 65348 | Ragsdale Solar, LLC | 32.551 | -90.0097 | TBD | Canton | MS | 39046 | Madison | SERC | MISO | Midcontinent Independent Transmission System Operator, Inc.. | Solar | Solar Photovoltaic | 1 | GEN01 | 100 | 100 | 100 | NR | IPP Non-CHP | 230 | Q |  |  |  |  | 136.6 | Y | Y |  |  |  |  | 2024
66242 | WECC | Lake Elsinore Canopies - Lakeside HS | 60531 | Standard Solar | 33.668 | -117.383 | 32593 Riverside Dr. | Lake Elsinore | CA | 92530 | Riverside | WECC | CISO | California Independent System Operator | Solar | Solar Photovoltaic | 1 | LSHS | 1 | 1 | 1 | NR | IPP Non-CHP | 14.2 | Q |  |  |  |  | 1.4 | N | N |  |  |  |  | 2022
66247 | WECC | Ash Mesa Solar, LLC | 65345 | Ash Mesa Solar, LLC | 38.6634 | -107.9967 | 2520 N River Road | Olathe | CO | 81425 | Montrose | WECC | PSCO | Public Service Company of Colorado | Solar | Solar Photovoltaic | 1 | 21536 | 7.8 | 7.8 | 7.8 | NR | IPP Non-CHP | 12 | Q |  |  |  |  | 10 | [6 empty] | 2022
66248 | SPP | Butterfield Solar Farm | 14063 | Oklahoma Gas & Electric Co | 33.9689 | -96.4346 | 528 Orchard Rd. | Durant | OK | 74730 | Bryan | MRO | SWPP | Southwest Power Pool | Solar | Solar Photovoltaic | 1 | BSS1 | 5 | 5 | 5 | RE | Electric Utility | 12.5 | I |  |  |  |  | 6.3 | Y | [5 empty] | 2022
66249 | PJM | Blue Harvest Solar Park | 65364 | Blue Harvest Solar Park LLC | 41.0917 | -84.2744 | 21359 SR 613 | Continental | OH | 45831 | Putnam | RFC | PJM | PJM Interconnection, LLC | Solar | Solar Photovoltaic | 1 | GEN01 | 49.9 | 49.9 | 49.9 | NR | IPP Non-CHP | 69 | Q |  |  |  |  | 72 | Y | [5 empty] | 2023
66250 | PJM | Timber Road Solar Park | 65365 | Timber Road Solar Park | 41.0923 | -84.7257 | 5077 Road 94 | Payne | OH | 45880 | Paulding | RFC | PJM | PJM Interconnection, LLC | Solar | Solar Photovoltaic | 1 | GEN01 | 49.9 | 49.9 | 49.9 | NR | IPP Non-CHP | 69 | Q |  |  |  |  | 72 | Y | [5 empty] | 2023
66261 | PJM | Martin Marietta Wind Project | 65369 | OEE XXXIII LLC | 41.466 | -83.367 | 755 Lime Road | Woodville | OH | 43402 | Sandusky | RFC | PJM | PJM Interconnection, LLC | Wind | Onshore Wind Turbine | 3 | WTG01; WTG02; WTG03 | 4.5 | 4.5 | 4.5 | NR | IPP Non-CHP | 34.5 | Q |  | 3 | Goldwind | 262 | [7 empty] | 2023
66263 | WECC | Eleven Mile Solar Center | 65368 | Eleven Mile Solar Center, LLC | 32.861 | -111.5919 | 8350 S. Eleven Mile Corner Roa | Coolidge | AZ | 85194 | Pinal | WECC | SRP | Salt River Project | Mixed | Solar Photovoltaic; Batteries | 2 | 1111; 2222 | 600 | 600 | 600 | NR | IPP Non-CHP | 230 | Q |  |  |  |  | 403 | Y | Y | 1200 | 300 | 300 | LIB | 2024
66265 | WECC | Paradise Energy Storage | 16609 | San Diego Gas & Electric Co | 32.7036 | -117.0498 | 6874 Skyline Dr. | San Diego | CA | 92114 | San Diego | WECC | CISO | California Independent System Operator | Battery | Batteries | 1 | 1 | 10 | 10 | 10 | RE | Electric Utility | 12 | I | [7 empty] | 10 | 10 | 10 | LIB | 2024
66266 | WECC | Clairemont Energy Storage | 16609 | San Diego Gas & Electric Co | 32.8256 | -117.1832 | 5090 Chateau Dr. | San Diego | CA | 92117 | San Diego | WECC | CISO | California Independent System Operator | Battery | Batteries | 1 | 1 | 10 | 10 | 10 | RE | Electric Utility | 12 | I | [7 empty] | 10 | 10 | 10 | LIB | 2024
66267 | WECC | Steel Solar LLC | 65380 | Steel Solar, LLC | 41.886 | -112.1817 | 6655 W 20800 North | Plymouth | UT | 84331 | Box Elder | WECC | WAUW | Western Area Power Administration UGP West | Solar | Solar Photovoltaic | 1 | SS8 | 80 | 80 | 80 | NR | IPP Non-CHP | 138 | Q |  |  |  |  | 84 | Y | [5 empty] | 2024
66269 | PJM | Riverstart Solar Park III | 65392 | Riverstart Solar Park III LLC | 40.0556 | -85.1266 | 7541 S. State Rd 1 | Modoc | IN | 47358 | Randolph | RFC | PJM | PJM Interconnection, LLC | Solar | Solar Photovoltaic | 1 | RSS03 | 100 | 100 | 100 | NR | IPP Non-CHP | 345 | Q |  |  |  |  | 143 | Y | Y |  |  |  |  | 2024
66270 | WECC | Proxima | 65394 | Proxima Solar, LLC | 37.4004 | -121.1628 | 4881 Fink Rd | Crows Landing | CA | 95360 | Stanislaus | WECC | CISO | California Independent System Operator | Mixed | Batteries; Solar Photovoltaic | 2 | PRXBS; PRXMA | 352 | 352 | 352 | NR | IPP Non-CHP | 230 | Q |  |  |  |  | 191 | Y | Y | 648 | 162 | 162 | LIB | 2024
66271 | WECC | Ameresco HCE Solar LLC | 65395 | Ameresco HCE Solar LLC | 39.4665 | -107.2348 | County Road 114 | Glenwood Springs | CO | 81601 | Garfield | WECC | PSCO | Public Service Company of Colorado | Solar | Solar Photovoltaic | 1 | HCEPV | 4.5 | 4.5 | 4.5 | NR | IPP Non-CHP | 24.9 | Q |  |  |  |  | 5.3 | [6 empty] | 2023
66276 | PJM | Blake Solar Plant | 65400 | Horus West Virginia 1, LLC | 39.2636 | -77.8334 | 15750 Charles Town Road | Charles Town | WV | 25414 | Jefferson | RFC | PJM | PJM Interconnection, LLC | Solar | Solar Photovoltaic | 1 | US620 | 96 | 80 | 80 | NR | IPP Non-CHP | 115 | Q | PJM pnode 34964545 |  |  |  | 99.9 | Y | Y |  |  |  |  | 2024
66278 | WECC | Elliott Energy Storage | 16609 | San Diego Gas & Electric Co | 32.8164 | -117.0889 | 11041 Tierrasanta Blvd | San Diego | CA | 92124 | San Diego | WECC | CISO | California Independent System Operator | Battery | Batteries | 1 | 1 | 10 | 10 | 10 | RE | Electric Utility | 12 | I | [7 empty] | 10 | 10 | 10 | LIB | 2024
66279 | WECC | Boulevard Energy Storage | 16609 | San Diego Gas & Electric Co | 32.6618 | -116.2734 | 40681 Old Hwy 80 | Boulevard | CA | 91905 | San Diego | WECC | CISO | California Independent System Operator | Battery | Batteries | 1 | 1 | 10 | 10 | 10 | RE | Electric Utility | 12.47 | I | [7 empty] | 10 | 10 | 10 | LIB | 2024
66280 | WECC | Pala Gomez Creek BESS | 16609 | San Diego Gas & Electric Co | 33.3577 | -117.1117 | 35305 Pala Del Norte Road | Pala | CA | 92059 | San Diego | WECC | CISO | California Independent System Operator | Battery | Batteries | 1 | 1 | 10 | 10 | 10 | RE | Electric Utility | 12 | I | [7 empty] | 10 | 10 | 10 | LIB | 2024
66281 | WECC | Melrose BESS | 16609 | San Diego Gas & Electric Co | 33.2072 | -117.2528 | 533 North Melrose Drive | San Diego | CA | 92083 | San Diego | WECC | CISO | California Independent System Operator | Battery | Batteries | 2 | 1; 2 | 20 | 20 | 20 | RE | Electric Utility | 12 | I | [7 empty] | 20 | 20 | 20 | LIB | 2024
66282 | MISO | Woodruff County Solar | 807 | Arkansas Electric Coop Corp | 35.2563 | -91.3402 | 13481 Hwy 33 N | Augusta | AR | 72006 | Woodruff | SERC | MISO | Midcontinent Independent Transmission System Operator, Inc.. | Solar | Solar Photovoltaic | 1 | PV1 | 122 | 122 | 122 | RE | Electric Utility | 161 | C |  |  |  |  | 148.94 | N | Y |  |  |  |  | 2024
66285 | WECC | Condor Energy Storage LLC | 65397 | Condor Energy Storage LLC | 34.0205 | -117.3324 | 21658 W Main St | Grand Terrance | CA | 92313 | San Bernardino | WECC | CISO | California Independent System Operator | Battery | Batteries | 1 | COND1 | 200 | 200 | 200 | NR | IPP Non-CHP | 115 | Q | [7 empty] | 800 | 200 | 200 | LIB | 2024
66287 | WECC | NMRD Data Center III, LLC | 66337 | Exus New Mexico | 35.3709 | -106.854 | 5401 Encino Road NW | Rio Ranchero | NM | 87124 | Sandoval | WECC | PNM | Public Service Company of New Mexico | Solar | Solar Photovoltaic | 1 | NMRD3 | 50 | 50 | 50 | NR | IPP Non-CHP | 115 | Q |  |  |  |  | 60 | Y | [5 empty] | 2023
66314 | PJM | Bookers Mill Solar | 5248 | Dominion Energy Inc. | 37.86 | -76.56 | 1785 Maon Road | Farnham | VA | 22460 | Richmond | SERC | PJM | PJM Interconnection, LLC | Solar | Solar Photovoltaic | 1 | BMSO | 127 | 127 | 127 | RE | Electric Utility | 115 | I |  |  |  |  | 143.9 | Y | [5 empty] | 2024
66316 | PJM | Madison Solar (VA) | 64904 | AES Clean Energy | 38.2878 | -77.84 | 30408 VA-20 | Locust Grove | VA | 22508 | Orange | SERC | PJM | PJM Interconnection, LLC | Solar | Solar Photovoltaic | 1 | MDSO | 62.5 | 62.5 | 62.5 | NR | IPP Non-CHP | 115 | Q |  |  |  |  | 75.7 | Y | [5 empty] | 2024
66326 | WECC | Black Mesa BESS | 9191 | Idaho Power Co | 42.9084 | -115.1813 | 6505 E Black Mesa Rd | King Hill | ID | 83633 | Elmore | WECC | IPCO | Idaho Power Company | Battery | Batteries | 1 | 1 | 40 | 40 | 40 | RE | Electric Utility | 138 | I | [7 empty] | 160 | 10 | 40 | FLB | 2024
66331 | WECC | Wonderful Firebaugh | 63689 | Wonderful Renewable Energy, LLC. | 36.836 | -120.3205 | 5970 Rd 13 | Firebaugh | CA | 93622 | Madera | WECC | CISO | California Independent System Operator | Solar | Solar Photovoltaic | 1 | WFB01 | 5.4 | 5.4 | 5.4 | NR | Industrial Non-CHP | 12 | Q |  |  |  |  | 5.8 | Y | [5 empty] | 2022
66332 | WECC | Wonderful Kings | 63689 | Wonderful Renewable Energy, LLC. | 35.769 | -119.8685 | 10487 King Rd | Lost Hills | CA | 93249 | Kern | WECC | CISO | California Independent System Operator | Solar | Solar Photovoltaic | 1 | WFK01 | 3.5 | 3.2 | 1.6 | NR | Industrial Non-CHP | 12 | Q |  |  |  |  | 3.8 | Y | [5 empty] | 2022
66333 | WECC | Superstition Energy Storage | 65419 | Superstition Energy Storage, LLC | 33.359 | -111.8311 | 510 North Ithica Street | Gilbert | AZ | 85233 | Maricopa | WECC | SRP | Salt River Project | Battery | Batteries | 1 | BESS4 | 90 | 90 | 90 | NR | IPP Non-CHP | 230 | Q | [7 empty] | 360 | 90 | 90 | LIB | 2024
66334 | WECC | Sierra Estrella Energy Storage | 65418 | Sierra Estrella Energy Storage, LLC | 33.4108 | -112.3138 | 3900 S. Avondale Blvd. | Tolleson | AZ | 85353 | Maricopa | WECC | SRP | Salt River Project | Battery | Batteries | 1 | BESS3 | 250 | 250 | 250 | NR | IPP Non-CHP | 230 | Q | [7 empty] | 1000 | 250 | 250 | LIB | 2024
66339 | MISO | Brainerd Airport | 60571 | AEP Onsite Partners, LLC | 46.391 | -94.1405 | 16834 Airport Road | Brainerd | MN | 46401 | Crow Wing | MRO | MISO | Midcontinent Independent Transmission System Operator, Inc.. | Solar | Solar Photovoltaic | 1 | BRN01 | 5.8 | 5.8 | 5.8 | NR | IPP Non-CHP | 34.5 | Q |  |  |  |  | 6.5 | Y | [5 empty] | 2022
66349 | WECC | Green Solar LLC (CSG) | 64994 | SolRiver Capital LLC | 44.4873 | -121.2497 | 10794 SW Green Drive | Culver | OR | 97734 | Jefferson | WECC | BPAT | Bonneville Power Administration | Solar | Solar Photovoltaic | 1 | PV1 | 2.9 | 2.9 | 2.9 | NR | IPP Non-CHP | 12.47 | Q |  |  |  |  | 3.7 | Y | [5 empty] | 2024
66351 | WECC | Marble Solar LLC (CSG) | 64994 | SolRiver Capital LLC | 44.6298 | -123.0213 | 36038 Eicher Rd SE | Albany | OR | 97322 | Linn | WECC | BPAT | Bonneville Power Administration | Solar | Solar Photovoltaic | 1 | PV1 | 2.9 | 2.9 | 2.9 | NR | IPP Non-CHP | 20 | Q |  |  |  |  | 3.8 | Y | [5 empty] | 2024
66354 | WECC | Sheridan Solar LLC (CSG) | 64994 | SolRiver Capital LLC | 45.1019 | -123.4092 | 414 NW Richard St | Sheridan | OR | 97378 | Yamhill | WECC | PGE | Portland General Electric Company | Solar | Solar Photovoltaic | 1 | PV1 | 3 | 3 | 3 | NR | IPP Non-CHP | 13 | Q |  |  |  |  | 4 | Y | [5 empty] | 2024
66355 | WECC | Wallace Solar LLC (CSG) | 64994 | SolRiver Capital LLC | 45.0282 | -123.0969 | 6475 Wallace Rd | Salem | OR | 97304 | Polk | WECC | PGE | Portland General Electric Company | Solar | Solar Photovoltaic | 1 | PV1 | 3 | 3 | 3 | NR | IPP Non-CHP | 13 | Q |  |  |  |  | 3.6 | Y | [5 empty] | 2024
66357 | WECC | Yellow Pine Solar | 65453 | Yellow Pine Solar, LLC | 36.0663 | -115.7751 | 6901 Tecopa Road | Enterprise | NV | 89124 | Clark | WECC | NEVP | Nevada Power Company | Mixed | Batteries; Solar Photovoltaic | 2 | YPES; YPS1 | 190 | 142.6 | 142.6 | NR | IPP Non-CHP | 230 | Q |  |  |  |  | 141.3 | Y |  | 260 | 65 | 65 | LIB | 2023
66366 | MISO | IMPA Middletown Solar Park | 9234 | Indiana Municipal Power Agency | 40.0652 | -85.5367 | 9172 800 W | Middletown | IN | 47356 | Henry | RFC | MISO | Midcontinent Independent Transmission System Operator, Inc.. | Solar | Solar Photovoltaic | 1 | MIDDL | 1.4 | 1.4 | 1.4 | RE | Electric Utility | 12.47 | P |  |  |  |  | 1.9 | Y | Y |  |  |  |  | 2023
66367 | PJM | IMPA Richmond Solar Park 7 | 9234 | Indiana Municipal Power Agency | 39.8136 | -84.9581 | 1300 S Round Barn Rd | Richmond | IN | 47374 | Wayne | RFC | PJM | PJM Interconnection, LLC | Solar | Solar Photovoltaic | 1 | RICH7 | 4.4 | 4.4 | 4.4 | RE | Electric Utility | 13.8 | P |  |  |  |  | 5.7 | Y | Y |  |  |  |  | 2023
66368 | WECC | NSE Astoria - Skyward | 60531 | Standard Solar | 45.4186 | -122.2779 | 37071 SE Kelso Road | Boring | OR | 97009 | Clackamas | WECC | PGE | Portland General Electric Company | Solar | Solar Photovoltaic | 1 | SKYW | 2.5 | 2.5 | 2.5 | NR | IPP Non-CHP | 28.03 | Q |  |  |  |  | 2.8 | Y | [5 empty] | 2021
66369 | MISO | Wildflower Solar, LLC (MS) | 65411 | Duke Energy Renewables Services | 34.962 | -90.184 | TBD | DeSoto | MS | 38680 | DeSoto | SERC | MISO | Midcontinent Independent Transmission System Operator, Inc.. | Solar | Solar Photovoltaic | 1 | WDFL | 100 | 100 | 100 | NR | IPP Non-CHP | 230 | Q |  |  |  |  | 131 | Y | [5 empty] | 2024
66378 | WECC | Auburn Solar LLC (CSG) | 64994 | SolRiver Capital LLC | 45.3927 | -122.3427 | 18191 SE Tickle Rd | Boring | OR | 97009 | Clackamas | WECC | PGE | Portland General Electric Company | Solar | Solar Photovoltaic | 1 | PV1 | 2.9 | 2.9 | 2.9 | NR | IPP Non-CHP | 13 | Q |  |  |  |  | 2.8 | Y | [5 empty] | 2024
66389 | MISO | Cereal City Solar, LLC | 65458 | Cereal City Solar, LLC | 42.3058 | -85.0323 | 14453 H Dr N | Battle Creek | MI | 49014 | Calhoun | RFC | MISO | Midcontinent Independent Transmission System Operator, Inc.. | Solar | Solar Photovoltaic | 1 | CCSPV | 100 | 100 | 100 | NR | IPP Non-CHP | 138 | Q |  |  |  |  | 150 | Y | [5 empty] | 2023
66393 | PJM | Towanda Facility | 65357 | REV LNG SSL BC, LLC | 41.8144 | -76.2875 | 492 Dolan Road | Wyalusing | PA | 18853 | Bradford | RFC | PJM | PJM Interconnection, LLC | Natural Gas | Natural Gas Internal Combustion Engine | 3 | P103; P104; P105 | 4.8 | 4.5 | 4.5 | NR | Industrial Non-CHP | 12.47 | IND | [11 empty] | 2021
66394 | WECC | Goleta Energy Storage, LLC | 65479 | Goleta Energy Storage, LLC | 34.4324 | -119.8681 | 6864 Cortona Drive | Goleta | CA | 93117 | Santa Barbara | WECC | CISO | California Independent System Operator | Battery | Batteries | 1 | GOLET | 60 | 60 | 60 | NR | IPP Non-CHP | 66 | Q | [7 empty] | 160 | 60 | 60 | LIB | 2024
66395 | WECC | Alta Sea | 65474 | Signal Street Operating, LLC | 33.7191 | -118.2726 | 2500 S Signal Street | San Pedro | CA | 90731 | Los Angeles | WECC | LDWP | Los Angeles Department of Water and Power | Solar | Solar Photovoltaic | 1 | PV1 | 1.8 | 1.8 | 1.8 | NR | IPP Non-CHP | 34.5 | Q |  |  |  |  | 1.9 | [6 empty] | 2023
66404 | WECC | Red Mesa Solar Project | 65488 | NTUA Generation - Utah, LLC | 37.1208 | -109.4115 | tbd | Red Mesa | UT | 84534 | San Juan | WECC | PACE | PacifiCorp - East | Solar | Solar Photovoltaic | 1 | PV | 72 | 72 | 72 | NR | IPP Non-CHP | 24.9 | Q |  |  |  |  | 93.7 | Y | Y |  |  |  |  | 2023
66405 | SPP | Chaves County Solar II | 65487 | Chaves County Solar II, LLC | 33.4343 | -104.4476 | Horizon Road | Roswell | NM | 88201 | Chaves | WECC | SWPP | Southwest Power Pool | Solar | Solar Photovoltaic | 1 | CCS2 | 30 | 30 | 30 | NR | IPP Non-CHP | 115 | Q |  |  |  |  | 43.3 | Y | [5 empty] | 2023
66406 | WECC | AJMS, LLC | 65472 | AJMS, LLC | 42.9623 | -114.5172 | 160 N 592 W Soshone | Shoshone | ID | 83352 | Lincoln | WECC | IPCO | Idaho Power Company | Other | Conventional Hydroelectric | 1 | AJMS | 1.2 | 1.2 | 0.1 | NR | IPP Non-CHP | 34.5 | Q | [11 empty] | 2015
66408 | WECC | Buena Vista Energy Center | 65486 | Buena Vista Energy Center, LLC | 32.0666 | -106.2853 | 518 US Highway 54 | Chaparral | NM | 88081 | Otero | WECC | EPE | El Paso Electric Company | Mixed | Batteries; Solar Photovoltaic | 2 | BESS1; BVEC1 | 170 | 170 | 170 | NR | IPP Non-CHP | 345 | Q |  |  |  |  | 130.3 | Y | N | 200 | 50 | 50 | LIB | 2023
66412 | SPP | Hayhurst New Mexico Solar | 65491 | Hayhurst New Mexico Solar | 32.0707 | -104.1616 | 598 Whites City Road | Malaga | NM | 88263 | Eddy | MRO | SWPP | Southwest Power Pool | Solar | Solar Photovoltaic | 1 | HHNM | 20 | 20 | 20 | NR | IPP Non-CHP | 115 | Q |  |  |  |  | 25.8 | [6 empty] | 2023
66413 | WECC | Spanish Fork Community Solar | 24431 | Utah Municipal Power Agency | 40.128 | -111.6334 | 1190 E Spanish Fork Pkwy | Spanish Fork | UT | 84660 | Utah | WECC | PACE | PacifiCorp - East | Solar | Solar Photovoltaic | 1 | 10112 | 4 | 4 | 4 | RE | Electric Utility | 12.47 | P |  |  |  |  | 4.7 | [6 empty] | 2021
66415 | MISO | IMPA Knightstown Solar Park | 9234 | Indiana Municipal Power Agency | 39.796 | -85.5085 | 6350 Old US Hwy 40 | Knightstown | IN | 46148 | Henry | RFC | MISO | Midcontinent Independent Transmission System Operator, Inc.. | Solar | Solar Photovoltaic | 1 | KNIGH | 1.4 | 1.4 | 1.4 | RE | Electric Utility | 4.16 | P |  |  |  |  | 1.8 | Y | Y |  |  |  |  | 2023
66416 | MISO | IMPA Washington Solar Park 2 | 9234 | Indiana Municipal Power Agency | 38.6783 | -87.2008 | 1844 W 150 N | Washington | IN | 47501 | Daviess | RFC | MISO | Midcontinent Independent Transmission System Operator, Inc.. | Solar | Solar Photovoltaic | 1 | WASH2 | 9.9 | 9.9 | 9.9 | RE | Electric Utility | 12.47 | P |  |  |  |  | 13.5 | Y | Y |  |  |  |  | 2023
66419 | MISO | Dane County Solar LLC | 65501 | Dane County Solar LLC | 43.0466 | -89.2393 | 3073 Femrite Dr | Cottage Grove | WI | 55016 | Dane | RFC | MISO | Midcontinent Independent Transmission System Operator, Inc.. | Solar | Solar Photovoltaic | 1 | DANE | 17.3 | 17.3 | 17.3 | NR | IPP Non-CHP | 480 | I |  |  |  |  | 22.1 | Y | Y |  |  |  |  | 2023
66422 | MISO | Westside Solar | 65473 | Westside Solar, LLC (Ecofin) | 44.0536 | -92.5485 | 5516 Valleyhigh Rd. NW | Rochester | MN | 55901 | Olmsted | MRO | MISO | Midcontinent Independent Transmission System Operator, Inc.. | Solar | Solar Photovoltaic | 2 | NORTH; SOUTH | 10 | 9.8 | 8 | NR | IPP Non-CHP | 13.8 | Q |  |  |  |  | 13.7 | Y | [5 empty] | 2022
66423 | WECC | Stanton Battery Energy Storage | 20323 | Wellhead Services, Inc | 33.8068 | -117.9886 | 8230 Pacific Street | Stanton | CA | 90680 | Orange | WECC | CISO | California Independent System Operator | Battery | Batteries | 1 | BESS1 | 68.8 | 68.8 | 68.8 | NR | IPP Non-CHP | 66 | Q | [7 empty] | 275.2 | 68.8 | 68.8 | LIB | 2023
66428 | PJM | Emerald Kemble, LLC | 65496 | Emerald Kemble, LLC | 40.7684 | -74.4987 | 360 Mount Kemble Avenue, Build | Morristown | NJ | 7960 | Morris | RFC | PJM | PJM Interconnection, LLC | Solar | Solar Photovoltaic | 2 | EK350; EK360 | 2.4 | 2.4 | 2.4 | NR | IPP Non-CHP | 0.48 | Q |  |  |  |  | 3.3 | [6 empty] | 2022
66432 | WECC | USS Fruita Solar LLC CSG | 65173 | United States Solar Corporation | 39.0919 | -108.4231 | 1081 19 Rd | Fruita | CO | 81521 | Mesa | WECC | WACM | Western Area Power Administration - Rocky Mountain Region | Solar | Solar Photovoltaic | 1 | USGBS | 2 | 2 | 2 | NR | IPP Non-CHP | 12.47 | Q |  |  |  |  | 3 | Y | [5 empty] | 2024
66433 | MISO | USS Fair Park Solar LLC (CSG) | 65173 | United States Solar Corporation | 44.1917 | -93.1905 | 100 183rd St. W | Faribault | MN | 55021 | Rice | MRO | MISO | Midcontinent Independent Transmission System Operator, Inc.. | Solar | Solar Photovoltaic | 1 | USFPS | 1 | 1 | 1 | NR | IPP Non-CHP | 13.8 | Q |  |  |  |  | 1.4 | Y | [5 empty] | 2023
66434 | PJM | Monroeville RTO BTM | 40577 | American Mun Power-Ohio, Inc | 41.2443 | -82.7089 | 315 Monroe Street | Monroeville | OH | 44847 | Huron | RFC | PJM | PJM Interconnection, LLC | Petroleum | Petroleum Liquids | 1 | PB1 | 2.7 | 2.7 | 2.7 | RE | Electric Utility | 12.47 | M | [11 empty] | 2020
66435 | MISO | USS Cosmo Solar LLC (CSG) | 65173 | United States Solar Corporation | 44.4706 | -95.0601 | 82980 290th Street | Danube | MN | 56230 | Renville | MRO | MISO | Midcontinent Independent Transmission System Operator, Inc.. | Solar | Solar Photovoltaic | 1 | USCOS | 1 | 1 | 1 | NR | IPP Non-CHP | 12.47 | Q |  |  |  |  | 1.4 | Y | [5 empty] | 2023
66436 | WECC | USS Cogburn Solar LLC (CSG) | 65173 | United States Solar Corporation | 40.4643 | -104.6102 | 23581 County Rd 66 | Greeley | CO | 80631 | Weld | WECC | PSCO | Public Service Company of Colorado | Solar | Solar Photovoltaic | 1 | USCOG | 2.4 | 2.4 | 2.4 | NR | IPP Non-CHP | 12.47 | Q |  |  |  |  | 3.01 | Y | [5 empty] | 2024
66437 | PJM | Niles RTO BTM | 40577 | American Mun Power-Ohio, Inc | 41.168 | -80.7529 | 1000 Belmont Ave | Niles | OH | 44446 | Trumbull | RFC | PJM | PJM Interconnection, LLC | Petroleum | Petroleum Liquids | 4 | PB1; PB2; PB3; PB4 | 10.8 | 10.8 | 10.8 | RE | Electric Utility | 12.47 | M | [11 empty] | 2020
66438 | PJM | Perkasie PA BTM | 40577 | American Mun Power-Ohio, Inc | 40.3791 | -75.3035 | 1207 W Market Street | Perkasie | PA | 18944 | Bucks | RFC | PJM | PJM Interconnection, LLC | Petroleum | Petroleum Liquids | 2 | PB1; PB2 | 4.4 | 4.4 | 4.4 | RE | Electric Utility | 12.47 | M | [11 empty] | 2022
66443 | PJM | Weatherly(PA) RTO BTM | 40577 | American Mun Power-Ohio, Inc | 40.9475 | -75.8272 | 409 Spring Street | Weatherly | PA | 18255 | Carbon | RFC | PJM | PJM Interconnection, LLC | Petroleum | Petroleum Liquids | 2 | PB1; PB2 | 5.4 | 5.4 | 5.4 | RE | Electric Utility | 12.47 | M | [11 empty] | 2023
66444 | PJM | Woodville RTO BTM | 40577 | American Mun Power-Ohio, Inc | 41.4587 | -83.369 | 530 Lime Street | Woodville | OH | 43469 | Sandusky | RFC | PJM | PJM Interconnection, LLC | Petroleum | Petroleum Liquids | 1 | PB1 | 2.7 | 2.7 | 2.7 | RE | Electric Utility | 12.47 | M | [11 empty] | 2020
66445 | PJM | Blakely (PA) RTO BTM | 40577 | American Mun Power-Ohio, Inc | 41.476 | -75.6006 | 1600 Pennsylvannia Ave | Peckville | PA | 18542 | Lackawanna | RFC | PJM | PJM Interconnection, LLC | Petroleum | Petroleum Liquids | 2 | PB 2; PB1 | 5.4 | 5.4 | 5.4 | RE | Electric Utility | 12 | M | [11 empty] | 2022
66446 | PJM | Ephrata PA BTM | 40577 | American Mun Power-Ohio, Inc | 40.1884 | -76.1712 | 390 Church Street | Lancaster | PA | 17522 | Lancaster | RFC | PJM | PJM Interconnection, LLC | Petroleum | Petroleum Liquids | 2 | PB1; PB2 | 5.4 | 5.4 | 5.4 | RE | Electric Utility | 12.47 | M | [11 empty] | 2021
66448 | PJM | Girard (PA) RTO BTM | 40577 | American Mun Power-Ohio, Inc | 42.0033 | -80.3202 | 304 Mechanic Street | Girard | PA | 16417 | Erie | RFC | PJM | PJM Interconnection, LLC | Petroleum | Petroleum Liquids | 1 | PB1 | 2.7 | 2.7 | 2.7 | RE | Electric Utility | 12.47 | M | [11 empty] | 2022
66450 | PJM | Quakertown PA BTM | 40577 | American Mun Power-Ohio, Inc | 40.4465 | -75.3404 | 511 Mill Street | Quakertown | PA | 18951 | Bucks | RFC | PJM | PJM Interconnection, LLC | Petroleum | Petroleum Liquids | 4 | PB1; PB2; PB3; PB4 | 10.8 | 10.8 | 10.8 | RE | Electric Utility | 12.47 | M | [11 empty] | 2023
66451 | PJM | Schuylkill Haven PA BTM | 40577 | American Mun Power-Ohio, Inc | 40.6307 | -76.1781 | 500 Caldwell St | Schuylkill Haven | PA | 17972 | Schuylkill | RFC | PJM | PJM Interconnection, LLC | Petroleum | Petroleum Liquids | 2 | PB1; PB2 | 5.4 | 5.4 | 5.4 | RE | Electric Utility | 12 | M | [11 empty] | 2023
66452 | PJM | Mifflinburg PA BTM | 40577 | American Mun Power-Ohio, Inc | 40.9112 | -77.045 | 20 Stoney Acres Rd | Mifflinburg | PA | 17844 | Union | RFC | PJM | PJM Interconnection, LLC | Petroleum | Petroleum Liquids | 2 | PB1; PB2 | 5.4 | 5.4 | 5.4 | RE | Electric Utility | 12.47 | M | [11 empty] | 2024
66453 | PJM | Wadsworth IPS RTO BTM | 40577 | American Mun Power-Ohio, Inc | 41.0863 | -81.7274 | 6945 Ridge Rd | Wadsworth | OH | 44281 | Medina | RFC | PJM | PJM Interconnection, LLC | Petroleum | Petroleum Liquids | 4 | PB1; PB2; PB3; PB4 | 10.8 | 10.8 | 10.8 | RE | Electric Utility | 12.47 | M | [11 empty] | 2023
66454 | PJM | Hatfield PA BTM | 40577 | American Mun Power-Ohio, Inc | 40.2752 | -75.2892 | 615 Dain Ave | Hatfield | PA | 19440 | Montgomery | RFC | PJM | PJM Interconnection, LLC | Petroleum | Petroleum Liquids | 1 | PB1 | 2.7 | 2.7 | 2.7 | RE | Electric Utility | 12.47 | M | [11 empty] | 2022
66456 | WECC | Anheuser Busch - Fairfield | 57128 | Bloom Energy | 38.2352 | -122.0927 | 3101 Busch Drive | Fairfield | CA | 94534 | Solano | WECC | CISO | California Independent System Operator | Natural Gas | Other Natural Gas | 1 | ANB00 | 2.6 | 2.6 | 2.6 | NR | IPP Non-CHP | 12.5 | COM | [11 empty] | 2022
66458 | WECC | Redlands Community Hospital | 57128 | Bloom Energy | 34.0363 | -117.2062 | 350 Terracina Blvd | Redlands | CA | 92373 | San Bernardino | WECC | CISO | California Independent System Operator | Natural Gas | Other Natural Gas | 1 | RCH00 | 1.1 | 1.1 | 1.1 | NR | IPP Non-CHP | 4.2 | COM | [11 empty] | 2021
66459 | WECC | Taylor Farms - Schilling Place | 57128 | Bloom Energy | 36.6539 | -121.6237 | 1400 Schilling Place | Salinas | CA | 93901 | Monterey | WECC | CISO | California Independent System Operator | Natural Gas | Other Natural Gas | 1 | TLR01 | 1 | 1 | 1 | NR | IPP Non-CHP | 0.5 | COM | [11 empty] | 2019
66461 | WECC | Beaumont BESS | 65552 | Terra-Gen Operating Co-BESS 2 | 33.9244 | -116.9876 | 248 Veile Avenue | Beaumont | CA | 92223 | Riverside | WECC | CISO | California Independent System Operator | Battery | Batteries | 1 | GEN1 | 116.6 | 100 | 100 | NR | IPP Non-CHP | 115 | Q | [7 empty] | 400 | 100 | 100 | LIB | 2024
66462 | WECC | Placerita ESS | 65552 | Terra-Gen Operating Co-BESS 2 | 34.41 | -118.45 | 18358 Soledad Canyon Road | Santa Clarita | CA | 91387 | Los Angeles | WECC | CISO | California Independent System Operator | Battery | Batteries | 1 | GEN1 | 88 | 80 | 80 | NR | IPP Non-CHP | 66 | Q | [7 empty] | 320 | 80 | 80 | LIB | 2024
66464 | PJM | Wadsworth HBS RTO BTM | 40577 | American Mun Power-Ohio, Inc | 41.0354 | -81.749 | 441 Leatherman rd | Wadsworth | OH | 44281 | Medina | RFC | PJM | PJM Interconnection, LLC | Petroleum | Petroleum Liquids | 4 | PB1; PB2; PB3; PB4 | 10.8 | 10.8 | 10.8 | RE | Electric Utility | 12.47 | M | [11 empty] | 2020
66466 | WECC | Blue Skies Solar, LLC | 65522 | Blue Skies Solar, LLC | 34.9881 | -118.9088 | 4358 Laval Road | Arvin | CA | 93203 | Kern | WECC | PACW | PacifiCorp - West | Solar | Solar Photovoltaic | 1 | 43580 | 1 | 1 | 1 | NR | IPP Non-CHP | 12.47 | Q |  |  |  |  | 1.1 | [6 empty] | 2021
66468 | WECC | Clovis High School | 57313 | Tesla Inc. | 36.8171 | -119.6819 | 1055 S Fowler Ave | Clovis | CA | 93611 | Fresno | WECC | CISO | California Independent System Operator | Solar | Solar Photovoltaic | 1 | PV1 | 1 | 1 | 1 | NR | IPP Non-CHP | 4.16 | Q |  |  |  |  | 1.1 | [6 empty] | 2018
66469 | WECC | Clovis East High School | 57313 | Tesla Inc. | 36.7997 | -119.6406 | Clovis East High School | Clovis | CA | 93611 | Fresno | WECC | CISO | California Independent System Operator | Solar | Solar Photovoltaic | 1 | PV1 | 1 | 1 | 1 | NR | IPP Non-CHP | 12 | Q |  |  |  |  | 1.1 | [6 empty] | 2018
66470 | WECC | Clovis North High School | 57313 | Tesla Inc. | 36.8901 | -119.7367 | 2770 E International Ave | Fresno | CA | 93720 | Fresno | WECC | CISO | California Independent System Operator | Solar | Solar Photovoltaic | 1 | PV1 | 1 | 1 | 1 | NR | IPP Non-CHP | 21 | Q |  |  |  |  | 1.1 | [6 empty] | 2017
66472 | WECC | San Manuel Central Plant Cogens | 65525 | Yuhaaviatam of San Manuel Nation | 34.1512 | -117.2302 | 777 San Manuel Blvd. | Highland | CA | 92346 | San Bernardino | WECC | CISO | California Independent System Operator | Natural Gas | Natural Gas Internal Combustion Engine | 2 | CGEN1; CGEN2 | 5.4 | 5 | 5 | RE | Industrial CHP | 66 | P | [11 empty] | 2021
66476 | WECC | CA Jurupa Valley 3251 De Forest Circle | 65513 | Catalyze Mira Loma 3251 De Forest Circle Microgrid LLC | 34.0267 | -117.5211 | 3251 De Forest Circle | Jurupa Valley | CA | 91752 | Riverside | WECC | CISO | California Independent System Operator | Solar | Solar Photovoltaic | 1 | 18268 | 4.5 | 4.5 | 4.5 | NR | IPP Non-CHP | 0.48 | Q |  |  |  |  | 5.6 |  | Y |  |  |  |  | 2024
66477 | MISO | USS Martha Solar (CSG) | 65173 | United States Solar Corporation | 44.7281 | -93.9601 | 15210 Martha Street | Hamburg | MN | 55339 | Carver | MRO | MISO | Midcontinent Independent Transmission System Operator, Inc.. | Solar | Solar Photovoltaic | 1 | USMAS | 1 | 1 | 1 | NR | IPP Non-CHP | 13.8 | Q |  |  |  |  | 1.4 | Y | [5 empty] | 2024
66479 | MISO | Pivot Energy Minnesota Solar 10 | 65539 | Pivot Energy | 45.5987 | -94.8628 | 261 Lynn Street | Greenwald | MN | 56352 | Stearns | MRO | MISO | Midcontinent Independent Transmission System Operator, Inc.. | Solar | Solar Photovoltaic | 1 | PEM10 | 1 | 1 | 1 | NR | IPP Non-CHP | 12.47 | Q |  |  |  |  | 1.2 | Y | Y |  |  |  |  | 2023
66480 | MISO | Pivot Energy Minnesota Solar 1 | 65539 | Pivot Energy | 44.1259 | -93.2771 | 3763 Runway Rd | Clinton Falls | MN | 55060 | Steele | MRO | MISO | Midcontinent Independent Transmission System Operator, Inc.. | Solar | Solar Photovoltaic | 1 | PEMS1 | 1 | 1 | 1 | NR | IPP Non-CHP | 12.47 | Q |  |  |  |  | 1.2 | Y | Y |  |  |  |  | 2023
66485 | PJM | Gloucester | 60281 | Altus Power America Management, LLC | 39.886 | -75.109 | 1300 Market Street | Gloucester City | NJ | 8030 | Camden | RFC | PJM | PJM Interconnection, LLC | Solar | Solar Photovoltaic | 1 | GLSTR | 2.4 | 2.4 | 2.4 | NR | IPP Non-CHP | 0.48 | Q |  |  |  |  | 3 | [6 empty] | 2019
66486 | PJM | Ramapo | 60281 | Altus Power America Management, LLC | 41.081 | -74.174 | 505 Ramapo Valley Drive | Mahwah | NJ | 7430 | Bergen | RFC | PJM | PJM Interconnection, LLC | Solar | Solar Photovoltaic | 1 | RAMPO | 4.2 | 4.2 | 4.2 | NR | IPP Non-CHP | 13.2 | Q |  |  |  |  | 5.2 | [6 empty] | 2019
66492 | WECC | Henry Miller RD | 65537 | Henry Miller Reclamation District | 37.0543 | -120.6352 | 7767 Santa Rita Grade | Dos Palos | CA | 93620 | Merced | WECC | CISO | California Independent System Operator | Solar | Solar Photovoltaic | 1 | HMRD1 | 1.5 | 1.5 | 1 | NR | Commercial Non-CHP | 12 | COM |  |  |  |  | 1.9 | [6 empty] | 2018
66494 | WECC | Menifee Power Bank | 65550 | Nova Power, LLC | 33.739 | -117.1698 | 26226 Antelope Rd. | Menifee | CA | 92858 | Riverside | WECC | CISO | California Independent System Operator | Battery | Batteries | 4 | NOVA1; NOVA2; NOVA3; NOVA4 | 620 | 620 | 620 | NR | IPP Non-CHP | 500 | Q | [7 empty] | 2480 | 620 | 620 | LIB | 2024
66496 | SPP | Sweetland Wind Farm, LLC | 65553 | Sweetland Wind Farm, LLC | 44.3868 | -98.8011 | 36898 205th St. | St. Lawrence | SD | 57373 | Hand | MRO | SWPP | Southwest Power Pool | Wind | Onshore Wind Turbine | 1 | SLW | 200 | 200 | 200 | NR | IPP Non-CHP | 230 | Q |  | 71 | GE | 291.9 | [7 empty] | 2023
66499 | PJM | Federalsburg Energy Storage 1 LLC | 61978 | Convergent Energy and Power LP | 38.6402 | -75.7111 | 6435 Reliance Road | Federaslburg | MD | 21632 | Caroline | RFC | PJM | PJM Interconnection, LLC | Mixed | Batteries; Solar Photovoltaic | 2 | FDBA1; FDPV1 | 2 | 2 | 2 | NR | IPP Non-CHP | 12.47 | Q |  |  |  |  | 1 | Y |  | 2.4 | 1.2 | 1.2 | LIB | 2021
66500 | WECC | Valley Center 85 | 65552 | Terra-Gen Operating Co-BESS 2 | 33.2272 | -117.0177 | 29523 Valley Center Road | Valley Center | CA | 92082 | San Diego | WECC | CISO | California Independent System Operator | Battery | Batteries | 1 | VC85 | 85 | 85 | 85 | NR | IPP Non-CHP | 69 | Q | [7 empty] | 212 | 85 | 85 | LIB | 2021
66502 | WECC | Valley Center 54 | 65552 | Terra-Gen Operating Co-BESS 2 | 33.2272 | -117.0177 | 29523 Valley Center Road | Valley Center | CA | 92082 | San Diego | WECC | CISO | California Independent System Operator | Battery | Batteries | 1 | VC54 | 54 | 54 | 54 | NR | IPP Non-CHP | 69 | Q | [7 empty] | 216 | 54 | 54 | LIB | 2021
66505 | WECC | EnerSmart Chula Vista Sub Station | 65556 | EnerSmart Chula Vista Sub Station | 32.5945 | -117.0507 | 3823 Main Street | Chula Vista | CA | 91911 | San Diego | WECC | CISO | California Independent System Operator | Battery | Batteries | 2 | CV150; CV151 | 6 | 6 | 6 | NR | IPP Non-CHP | 12 | Q | [7 empty] | 12 | 3 | 3 | LIB | 2024
66506 | WECC | West Tambo Clean Power II | 65555 | West Tambo Clean Power II | 37.361 | -120.7194 | 5056 Lincoln Boulevard | Livingston | CA | 95334 | Merced | WECC | CISO | California Independent System Operator | Solar | Solar Photovoltaic | 1 | WEST2 | 2 | 2 | 2 | NR | IPP Non-CHP | 12 | Q |  |  |  |  | 2.93 | Y | [5 empty] | 2024
66507 | MISO | Briscoe 1A | 65582 | 7th Road Solar 1, LLC (Briscoe 1A) | 41.207 | -89.0317 | 690 N 19th Road | Tonica | IL | 61370 | LaSalle | SERC | MISO | Midcontinent Independent Transmission System Operator, Inc.. | Solar | Solar Photovoltaic | 1 | BR1A | 2 | 2 | 2 | NR | IPP Non-CHP | 13.2 | Q |  |  |  |  | 2.5 | Y | [5 empty] | 2023
66508 | MISO | Briscoe 2A | 65583 | 7th Road Solar 2, LLC (Briscoe 2A) | 41.1727 | -89.0288 | 1666 East 7th Road | Lostant | IL | 61334 | LaSalle | SERC | MISO | Midcontinent Independent Transmission System Operator, Inc.. | Solar | Solar Photovoltaic | 1 | BR2A | 2 | 2 | 2 | NR | IPP Non-CHP | 13.2 | Q |  |  |  |  | 2.9 | Y | [5 empty] | 2023
66509 | WECC | CA Manteca 730 Spreckels Ave | 65514 | Catalyze Manteca 730 Spreckels Avenue Microgrid LLC | 37.7887 | -121.1945 | 730 Spreckels Ave. | Manteca | CA | 95336 | San Joaquin | WECC | CISO | California Independent System Operator | Mixed | Solar Photovoltaic; Batteries | 2 | 18259; B8259 | 3 | 3 | 3 | NR | IPP Non-CHP | 0.48 | Q |  |  |  |  | 1.8 |  | Y | 3 | 1.5 | 1.5 | LIB | 2024
66532 | WECC | BCE Los Alamitos 2 | 65534 | Bright Canyon Energy | 33.7841 | -118.0509 | 11206 Lexington Dr | Los Alamitos | CA | 90720 | Orange | WECC | CISO | California Independent System Operator | Mixed | Solar Photovoltaic; Batteries | 2 | BCE21; BCE22 | 20 | 20 | 20 | NR | IPP Non-CHP | 12.47 | Q | ALASB2_7_NSB2 |  |  |  | 13.2 | Y |  | 20 | 10 | 10 | LIB | 2023
66533 | WECC | BCE Los Alamitos 1 | 65534 | Bright Canyon Energy | 33.7899 | -118.0639 | 11206 Lexington Dr | Los Alamitos | CA | 90720 | Orange | WECC | CISO | California Independent System Operator | Mixed | Solar Photovoltaic; Batteries | 2 | BCE11; BCE12 | 20 | 20 | 20 | NR | IPP Non-CHP | 12.47 | Q | ALASB1_7_NSB1 |  |  |  | 13.2 | Y |  | 20 | 10 | 10 | LIB | 2023
66536 | PJM | CPG - Duke 5300A Holabird | 65584 | Solar DG MD Holabird Broening ACC, LLC | 39.2707 | -76.5505 | 5003 Holabird Ave | Baltimore | MD | 21224 | Baltimore City | RFC | PJM | PJM Interconnection, LLC | Solar | Solar Photovoltaic | 1 | 5003A | 1.5 | 1.5 | 1.5 | NR | IPP Non-CHP | 0.48 | Q |  |  |  |  | 1.9 | [6 empty] | 2022
66537 | PJM | CPG - Duke 5300B Holabird | 65584 | Solar DG MD Holabird Broening ACC, LLC | 39.2707 | -76.5513 | 5003 Holabird Ave | Baltimore | MD | 21224 | Baltimore City | RFC | PJM | PJM Interconnection, LLC | Solar | Solar Photovoltaic | 1 | 5003B | 1.5 | 1.5 | 1.5 | NR | IPP Non-CHP | 0.48 | Q |  |  |  |  | 1.9 | [6 empty] | 2022
66538 | PJM | CPG - Duke 5900 Holabird | 65585 | Solar DG MD Holabird AJCFB, LLC | 39.2731 | -76.546 | 5900 Holabird Ave | Baltimore | MD | 21224 | Baltimore City | RFC | PJM | PJM Interconnection, LLC | Solar | Solar Photovoltaic | 1 | 5900 | 1.5 | 1.5 | 1.5 | NR | IPP Non-CHP | 0.48 | Q |  |  |  |  | 1.7 | [6 empty] | 2022
66539 | PJM | CPG - Duke 6000 Holabird | 65585 | Solar DG MD Holabird AJCFB, LLC | 39.2733 | -76.5444 | 6000 Holabird Ave | Baltimore | MD | 21224 | Baltimore City | RFC | PJM | PJM Interconnection, LLC | Solar | Solar Photovoltaic | 1 | 6000 | 1.5 | 1.5 | 1.5 | NR | IPP Non-CHP | 0.48 | Q |  |  |  |  | 1.6 | [6 empty] | 2022
66541 | PJM | Chesapeake Solar Project | 65507 | Chesapeake Solar Project, LLC | 36.6851 | -76.2966 | 1400 Shillelagh Road | Chesapeake | VA | 23323 | Chesapeake City | SERC | PJM | PJM Interconnection, LLC | Solar | Solar Photovoltaic | 1 | CHSP | 132 | 118 | 118 | NR | IPP Non-CHP | 115 | Q |  |  |  |  | 153.6 | Y | Y |  |  |  |  | 2023
66554 | MISO | Wolverine Solar | 65595 | Wolverine Solar, LLC | 44.9619 | -95.493 | 4095 50th Avenue SE | Maynard | MN | 56260 | Chippewa | MRO | MISO | Midcontinent Independent Transmission System Operator, Inc.. | Solar | Solar Photovoltaic | 1 | 22222 | 1 | 1 | 0.8 | NR | IPP Non-CHP | 12.47 | Q |  |  |  |  | 1.4 | N | [5 empty] | 2023
66568 | PJM | Shady Oaks Wind 2 | 65614 | Shady Oaks Wind 2, LLC | 41.6665 | -89.0598 | 2949 Shady Oaks Road | Compton | IL | 61318 | Lee | RFC | PJM | PJM Interconnection, LLC | Wind | Onshore Wind Turbine | 1 | SHO02 | 108.3 | 108.3 | 108.3 | NR | IPP Non-CHP | 138 | Q |  | 22 | Vestas | 344.5 | [7 empty] | 2023
66569 | WECC | Black Mesa Solar, LLC | 65526 | Black Mesa Solar, LLC | 42.9074 | -115.1815 | E Substation Rd | King Hill | ID | 83633 | Elmore | WECC | IPCO | Idaho Power Company | Solar | Solar Photovoltaic | 1 | BMSA | 40 | 40 | 40 | NR | IPP Non-CHP | 138 | Q |  |  |  |  | 54 | Y | [5 empty] | 2023
66570 | SPP | Fredonia Solar (KS) | 64743 | PPM Solar LLC | 37.5473 | -95.8177 | 1083 Pierce St | Fredonia | KS | 66736 | Wilson | MRO | SWPP | Southwest Power Pool | Solar | Solar Photovoltaic | 1 | FS1 | 2 | 2 | 2 | NR | IPP Non-CHP | 12.5 | Q |  |  |  |  | 2.52 | Y | Y |  |  |  |  | 2024
66573 | MISO | Crane Garden | 65621 | Crane Garden LLC | 44.909 | -94.0327 | 20206 County Rd 9 | Lester Prairie | MN | 55354 | McLeod | MRO | MISO | Midcontinent Independent Transmission System Operator, Inc.. | Solar | Solar Photovoltaic | 1 | MNC04 | 0.9 | 0.99 | 0.99 | NR | IPP Non-CHP | 0.48 | Q |  |  |  |  | 1.5 | Y | Y |  |  |  |  | 2023
66574 | WECC | San Juan Solar I | 65626 | San Juan Solar I, LLC | 36.8425 | -108.3514 | Central Consolidated Schools | Kirtland | NM | 87417 | San Juan | WECC | PNM | Public Service Company of New Mexico | Mixed | Solar Photovoltaic; Batteries | 2 | SANS; SJSS | 300 | 300 | 300 | NR | IPP Non-CHP | 345 | Q |  |  |  |  | 249.5 | Y |  | 561.4 | 50 | 50 | LIB | 2024
66575 | WECC | Sunlight Storage II | 65625 | Sunlight Storage II | 33.8095 | -115.7939 | 44810 Kaiser Rd | Desert Center | CA | 92239 | Riverside | WECC | CISO | California Independent System Operator | Battery | Batteries | 1 | SUNS2 | 230 | 230 | 230 | NR | IPP Non-CHP | 220 | Q | [7 empty] | 920 | 230 | 230 | LIB | 2024
66576 | MISO | Fox Garden | 65620 | Fox Garden LLC | 43.9751 | -93.4915 | 28750 State Hwy 13 | Waseca | MN | 56093 | Waseca | MRO | MISO | Midcontinent Independent Transmission System Operator, Inc.. | Solar | Solar Photovoltaic | 1 | MNC07 | 0.9 | 0.99 | 0.99 | NR | IPP Non-CHP | 0.48 | Q |  |  |  |  | 1.5 | Y | Y |  |  |  |  | 2024
66577 | MISO | Pepin Garden | 65619 | Pepin Garden LLC | 44.3163 | -91.9954 | 16290 645th St | Kellogg | MN | 55945 | Wabasha | MRO | MISO | Midcontinent Independent Transmission System Operator, Inc.. | Solar | Solar Photovoltaic | 1 | MNC02 | 0.9 | 0.99 | 0.99 | NR | IPP Non-CHP | 0.48 | Q |  |  |  |  | 1.5 | Y | Y |  |  |  |  | 2023
66578 | MISO | Pickerel Garden | 65618 | Pickerel Garden LLC | 45.4295 | -94.0237 | 6690 State Highway 24 Southeas | Clear Lake | MN | 55319 | Sherburne | MRO | MISO | Midcontinent Independent Transmission System Operator, Inc.. | Solar | Solar Photovoltaic | 1 | MNC03 | 0.9 | 0.99 | 0.99 | NR | IPP Non-CHP | 0.48 | Q |  |  |  |  | 1.4 | Y | Y |  |  |  |  | 2024
66579 | MISO | Sturgeon Garden | 65617 | Sturgeon Garden LLC | 44.3845 | -92.5712 | 38851 230th Ave | Goodhue | MN | 55027 | Goodhue | MRO | MISO | Midcontinent Independent Transmission System Operator, Inc.. | Solar | Solar Photovoltaic | 1 | MNC05 | 0.9 | 0.99 | 0.99 | NR | IPP Non-CHP | 0.48 | Q |  |  |  |  | 1.5 | Y | Y |  |  |  |  | 2023
66580 | MISO | Winona Garden | 65616 | Winona Garden LLC | 44.1065 | -91.9289 | 17460 County Rd 114 | Altura | MN | 55910 | Winona | MRO | MISO | Midcontinent Independent Transmission System Operator, Inc.. | Solar | Solar Photovoltaic | 1 | MNC06 | 0.9 | 0.99 | 0.99 | NR | IPP Non-CHP | 0.48 | Q |  |  |  |  | 1.4 | Y | Y |  |  |  |  | 2023
66587 | SPP | Americus | 61204 | Today's Power, Inc. | 38.5515 | -96.1509 | 2706 Rd. M | Emporia | KS | 66801 | Lyon | MRO | SWPP | Southwest Power Pool | Solar | Solar Photovoltaic | 1 | SOL | 1 | 1 | 1 | RE | Electric Utility | 13.8 | C |  |  |  |  | 1.4 | Y | [5 empty] | 2021
66588 | MISO | Ashley-Chicot Solar | 61204 | Today's Power, Inc. | 33.2508 | -91.9224 | Corner of Fairview Road and Co | Hamburg | AR | 71646 | Ashley | SERC | MISO | Midcontinent Independent Transmission System Operator, Inc.. | Solar | Solar Photovoltaic | 1 | SOL | 1 | 1 | 1 | RE | Electric Utility | 13.2 | C |  |  |  |  | 1.4 | Y | [5 empty] | 2018
66589 | MISO | Berryville School District Solar | 61204 | Today's Power, Inc. | 36.3734 | -93.5862 | 906 West Freeman | Berryville | AR | 72660 | Carroll | SERC | MISO | Midcontinent Independent Transmission System Operator, Inc.. | Solar | Solar Photovoltaic | 1 | SOL | 1 | 1 | 1 | RE | Electric Utility | 0.48 | C |  |  |  |  | 1.2 | [6 empty] | 2018
66590 | MISO | C&L | 61204 | Today's Power, Inc. | 34.0755 | -91.8283 | 138 Hwy 199 | Star City | AR | 71667 | Lincoln | SERC | MISO | Midcontinent Independent Transmission System Operator, Inc.. | Solar | Solar Photovoltaic | 1 | SOL | 1 | 1 | 1 | RE | Electric Utility | 0.48 | C |  |  |  |  | 1.4 | Y | [5 empty] | 2020
66591 | SPP | Cheney Solar | 61204 | Today's Power, Inc. | 37.6236 | -97.7167 | South 327th Street | Cheney | KS | 67025 | Sedgwick | MRO | SWPP | Southwest Power Pool | Solar | Solar Photovoltaic | 1 | SOL | 1 | 1 | 1 | RE | Electric Utility | 0.48 | C |  |  |  |  | 1.4 | Y | [5 empty] | 2021
66592 | MISO | ERDC | 55937 | Entergy Texas Inc. | 32.3103 | -90.8599 | 3909 Hally Ferry Road | Vicksburg | MS | 39180 | Warren | SERC | MISO | Midcontinent Independent Transmission System Operator, Inc.. | Natural Gas | Natural Gas Internal Combustion Engine | 8 | ERDC1; ERDC2; ERDC3; ERDC4; ERDC5; ERDC6; ERDC7; ERDC8 | 3.2 | 3.2 | 3.2 | RE | Electric Utility | 138 | I | [11 empty] | 2021
66598 | WECC | Baldy Mesa Solar & Storage | 64904 | AES Clean Energy | 34.6092 | -117.4543 | TBD | Adelanto | CA | 92301 | San Bernardino | WECC | CISO | California Independent System Operator | Mixed | Batteries; Solar Photovoltaic | 2 | BDMSS; BLDMS | 225 | 225 | 225 | NR | IPP Non-CHP | 115 | Q |  |  |  |  | 195.3 | Y |  | 300 | 75 | 75 | LIB | 2024
66603 | WECC | IGS OXR1 | 60025 | Greenbacker Renewable Energy Corporation | 34.2125 | -119.1297 | 3100 Sakioka Drive | Oxnard | CA | 93030 | Ventura | WECC | CISO | California Independent System Operator | Solar | Solar Photovoltaic | 1 | 454 | 4.8 | 4.8 | 4.8 | NR | IPP Non-CHP | 16 | Q |  |  |  |  | 6.34 | [6 empty] | 2024
66607 | MISO | Clay County Electrical Cooperative | 61204 | Today's Power, Inc. | 36.4193 | -90.6425 | 3211 US62 | Corning | AR | 72422 | Clay | SERC | MISO | Midcontinent Independent Transmission System Operator, Inc.. | Solar | Solar Photovoltaic | 1 | SOL | 1 | 1 | 1 | RE | Electric Utility | 0.48 | C |  |  |  |  | 1.4 | Y | [5 empty] | 2020
66608 | MISO | Craighead Electric Solar One | 61204 | Today's Power, Inc. | 35.9223 | -90.5672 | 775 Hwy 230 E | Brookland | AR | 72417 | Craighead | SERC | MISO | Midcontinent Independent Transmission System Operator, Inc.. | Mixed | Batteries; Solar Photovoltaic | 2 | CEBA; SOL | 2.2 | 2.2 | 2.2 | RE | Electric Utility | 0.48 | C |  |  |  |  | 1.4 | Y |  | 7.2 | 1.2 | 1.2 | LIB | 2018
66609 | SPP | DeGraff Butler Electric | 61204 | Today's Power, Inc. | 37.9852 | -96.8609 | NW 110 St | Burns | KS | 66861 | Butler | MRO | SWPP | Southwest Power Pool | Solar | Solar Photovoltaic | 1 | SOL | 1 | 1 | 1 | RE | Electric Utility | 0.48 | C |  |  |  |  | 1.4 | Y | [5 empty] | 2021
66610 | MISO | Farmers Electric Cooperative | 61204 | Today's Power, Inc. | 35.6296 | -91.2305 | East Teresa Dr. / Jackson 248 | Newport | AR | 72112 | Jackson | SERC | MISO | Midcontinent Independent Transmission System Operator, Inc.. | Solar | Solar Photovoltaic | 1 | SOL | 1 | 1 | 1 | RE | Electric Utility | 0.48 | C |  |  |  |  | 1.4 | Y | [5 empty] | 2019
66615 | MISO | Eunice LA Plant | 65641 | EnLink Processing Services, LLC | 30.461 | -92.532 | 222 Refinery Road | Eunice | LA | 70535 | Acadia | SERC | MISO | Midcontinent Independent Transmission System Operator, Inc.. | Natural Gas | Natural Gas Steam Turbine | 1 | STG01 | 4.7 | 4.2 | 4.2 | NR | Industrial CHP | 34.5 | IND | [11 empty] | 2024
66617 | WECC | Cald BESS | 65643 | Cald BESS LLC | 33.9559 | -118.2321 | 2200 East 88th Street | Los Angeles | CA | 90002 | Los Angeles | WECC | CISO | California Independent System Operator | Battery | Batteries | 1 | 1 | 100 | 100 | 100 | NR | IPP Non-CHP | 69 | Q | [7 empty] | 400 | 100 | 100 | LIB | 2024
66619 | WECC | Lakeview Battery Storage Facility | 65646 | AFTW Storage, LLC | 35.0951 | -119.0659 | 12112 Copus Rd | Bakersfield | CA | 93313 | Kern | WECC | CISO | California Independent System Operator | Battery | Batteries | 1 | AFTW | 1.2 | 1.2 | 1.2 | NR | IPP Non-CHP | 12 | Q | [7 empty] | 4.6 | 1.2 | 1.2 | LIB | 2024
66620 | WECC | Resurgence Solar II | 65647 | Resurgence Solar II | 35.0066 | -117.5448 | 41100 US Hwy 395 | Boron | CA | 93516 | San Bernardino | WECC | CISO | California Independent System Operator | Mixed | Solar Photovoltaic; Batteries | 2 | GEN1; GEN2 | 88 | 88 | 88 | NR | IPP Non-CHP | 115 | Q |  |  |  |  | 67.9 | Y |  | 300 | 10 | 10 | LIB | 2023
66622 | WECC | 9150 Hermosa Solar GM | 61980 | Valta Energy | 34.0878 | -117.5872 | 9150 Hermosa Ave | Rancho Cucamonga | CA | 91730 | San Bernardino | WECC | CISO | California Independent System Operator | Solar | Solar Photovoltaic | 1 | VSPRC | 1.3 | 1.3 | 1.3 | NR | IPP Non-CHP | 34.5 | Q |  |  |  |  | 1.8 | [6 empty] | 2022
66623 | MISO | Harvest Gold Solar | 65650 | Harvest Gold Solar Power, LLC | 33.505 | -90.636 | 143 Boyer Steiner Rd | Indianola | MS | 38751 | Sunflower | SERC | MISO | Midcontinent Independent Transmission System Operator, Inc.. | Solar | Solar Photovoltaic | 1 | HGS | 99 | 99 | 99 | NR | IPP Non-CHP | 115 | Q | EMBA.HVGSOL |  |  |  | 138.4 | Y | Y |  |  |  |  | 2024
66624 | MISO | Double Back Diamond | 65651 | Double Back Diamond Solar Power, LLC | 39.5373 | -89.8098 | 12055 Thayer Rd | Virden | IL | 62615 | Sangamon | SERC | MISO | Midcontinent Independent Transmission System Operator, Inc.. | Solar | Solar Photovoltaic | 1 | DBD | 592.8 | 592.8 | 592.8 | NR | IPP Non-CHP | 345 | Q | AMIL.DBDSOL |  |  |  | 788.2 | Y | Y |  |  |  |  | 2024
66625 | MISO | Prairie Mist Solar | 65648 | Prairie Mist Solar Project, LLC | 33.2554 | -91.669 | 465 Ashley Road 65 | Montrose | AR | 71658 | Ashley | SERC | MISO | Midcontinent Independent Transmission System Operator, Inc.. | Solar | Solar Photovoltaic | 1 | 78661 | 109.2 | 99.96 | 99.96 | NR | IPP Non-CHP | 115 | Q |  |  |  |  | 140.91 | Y | Y |  |  |  |  | 2024
66627 | WECC | Sonoran Solar Energy | 65652 | Sonoran Solar Energy, LLC | 33.2488 | -112.5424 | 22615 South State Road 85 | Buckeye | AZ | 85326 | Maricopa | WECC | SRP | Salt River Project | Mixed | Solar Photovoltaic; Batteries | 2 | SON12; SON13 | 750 | 520 | 520 | NR | IPP Non-CHP | 500 | Q |  |  |  |  | 261 | Y | Y | 1040 | 260 | 260 | LIB | 2023
66628 | MISO | Altona Solar, LLC | 66331 | Birch Creek Power, LLC | 39.2835 | -92.142 | Audrain County Rte 123 & Audra | Centralia | MO | 65240 | Audrain | SERC | MISO | Midcontinent Independent Transmission System Operator, Inc.. | Solar | Solar Photovoltaic | 1 | PV | 30 | 30 | 30 | NR | IPP Non-CHP | 69 | Q |  |  |  |  | 41 | Y | Y |  |  |  |  | 2024
66631 | MISO | Earp Solar, LLC | 66331 | Birch Creek Power, LLC | 40.8918 | -90.6688 | 60th St | Monmouth | IL | 61462 | Warren | SERC | MISO | Midcontinent Independent Transmission System Operator, Inc.. | Solar | Solar Photovoltaic | 1 | PV | 35 | 35 | 35 | NR | IPP Non-CHP | 69 | Q |  |  |  |  | 48 | Y | Y |  |  |  |  | 2024
66632 | MISO | Kimmel Road Solar, LLC | 66331 | Birch Creek Power, LLC | 38.0501 | -89.2127 | 8220 Kimmel Rd | Du Quoin | IL | 62832 | Perry | SERC | MISO | Midcontinent Independent Transmission System Operator, Inc.. | Solar | Solar Photovoltaic | 1 | PV | 50 | 50 | 50 | NR | IPP Non-CHP | 69 | Q |  |  |  |  | 69 | Y | Y |  |  |  |  | 2024
66634 | PJM | Adams Solar LLC PA | 65657 | Adams Solar LLC (PA) | 39.8796 | -77.1972 | 2165-2233 Old Harrisburg Rd | Gettysburg | PA | 17325 | Adams | RFC | PJM | PJM Interconnection, LLC | Solar | Solar Photovoltaic | 1 | ENX20 | 80 | 80 | 80 | NR | IPP Non-CHP | 115 | Q |  |  |  |  | 105.4 | Y | [5 empty] | 2023
66635 | PJM | Caden Energix Axton LLC | 65658 | Caden Energix Axton LLC | 36.6679 | -79.755 | 336-412 Co Rd 620 | Axton | VA | 24054 | Henry | SERC | PJM | PJM Interconnection, LLC | Solar | Solar Photovoltaic | 1 | ENX20 | 66 | 66 | 66 | NR | IPP Non-CHP | 138 | Q |  |  |  |  | 86.2 | [6 empty] | 2023
66636 | WECC | McFarland A Solar and Storage | 64904 | AES Clean Energy | 32.9513 | -113.4905 | 67201 E. Palomas Rd. | Dateland | AZ | 85333 | Yuma | WECC | CISO | California Independent System Operator | Mixed | Batteries; Solar Photovoltaic | 2 | BESS; MCFRA | 300 | 300 | 300 | NR | IPP Non-CHP | 500 | Q |  |  |  |  | 250 | Y | Y | 400 | 100 | 100 | LIB | 2023
66637 | WECC | McFarland B Solar and Storage | 64904 | AES Clean Energy | 32.9575 | -113.476 | 67201 E. Palomas Rd. | Dateland | AZ | 85333 | Yuma | WECC | CISO | California Independent System Operator | Mixed | Batteries; Solar Photovoltaic | 2 | BESS; MCFRB | 450 | 450 | 450 | NR | IPP Non-CHP | 500 | Q |  |  |  |  | 380.06 | Y | Y | 600 | 150 | 150 | LIB | 2024
66638 | WECC | Enchanted Rock Lodi | 65660 | Enchanted Rock | 38.1477 | -121.2997 | 2001 W Turner Rd | Lodi | CA | 95242 | San Joaquin | WECC | CISO | California Independent System Operator | Natural Gas | Natural Gas Internal Combustion Engine | 1 | LODI | 48 | 48 | 48 | NR | IPP Non-CHP | 60 | S | [11 empty] | 2024
66643 | MISO | Dunns Bridge I Solar | 65653 | Dunns Bridge Solar Center LLC | 41.1726 | -87.0073 | 11031 N 200 E | Wheatfield | IN | 46392 | Jasper | RFC | MISO | Midcontinent Independent Transmission System Operator, Inc.. | Solar | Solar Photovoltaic | 1 | DBSC1 | 265 | 265 | 265 | RE | Electric Utility | 138 | I |  |  |  |  | 358 | Y | Y |  |  |  |  | 2023
66646 | PJM | Martin County Solar Project, LLC | 65671 | Martin County Solar Project, LLC | 37.7655 | -82.4741 | 1441 Old Martiki Road | Pilgrim | KY | 41231 | Martin | SERC | PJM | PJM Interconnection, LLC | Solar | Solar Photovoltaic | 1 | USMTC | 111 | 111 | 111 | NR | IPP Non-CHP | 138 | Q |  |  |  |  | 143.69 | Y | Y |  |  |  |  | 2024
66650 | WECC | Bear Canyon | 65674 | Bear Canyon Energy Storage | 38.7628 | -122.6928 | 20055 Foard Rd | Middletown | CA | 95461 | Lake | WECC | CISO | California Independent System Operator | Battery | Batteries | 1 | BC1 | 13 | 13 | 13 | NR | IPP Non-CHP | 230 | Q | [7 empty] | 14.7 | 13 | 13 | LIB | 2024
66652 | PJM | KDC Solar CV Ascend One LLC | 65662 | KDC Solar CV Ascend One LLC | 39.3177 | -76.9845 | 13370 Route 11 | West Friendship | MD | 21794 | Howard | RFC | PJM | PJM Interconnection, LLC | Solar | Solar Photovoltaic | 1 | CVAO | 2 | 2 | 2 | NR | IPP Non-CHP | 34 | Q |  |  |  |  | 2.9 | N | [5 empty] | 2023
66653 | PJM | KDC Solar CV Cedar Lane Park LLC | 65663 | KDC Solar CV Cedar Lane Park LLC | 39.3147 | -76.9789 | 13370 Route 144 | West Friendship | MD | 21794 | Howard | RFC | PJM | PJM Interconnection, LLC | Solar | Solar Photovoltaic | 1 | CVCL | 2 | 2 | 2 | NR | IPP Non-CHP | 34 | Q |  |  |  |  | 2.3 | Y | [5 empty] | 2023
66654 | PJM | KDC Solar CV Central MD Regional Transit | 65664 | KDC Solar CV Central MD Regional Transit LLC | 39.311 | -76.978 | 13370 Frederick Rd | West Friendship | MD | 21794 | Howard | RFC | PJM | PJM Interconnection, LLC | Solar | Solar Photovoltaic | 1 | CVRT | 2 | 2 | 2 | NR | IPP Non-CHP | 34 | Q |  |  |  |  | 2.3 | [6 empty] | 2023
66655 | PJM | KDC Solar CV Animal Control LLC | 65665 | KDC Solar CV Animal Control LLC | 39.3147 | -76.9789 | 13370 Route 144 | West Friendship | MD | 21794 | Howard | RFC | PJM | PJM Interconnection, LLC | Solar | Solar Photovoltaic | 1 | CVAC | 2 | 2 | 2 | NR | IPP Non-CHP | 34 | Q |  |  |  |  | 2.3 | [6 empty] | 2023
66656 | PJM | KDC Solar CV O'Donnell Property LLC | 65666 | KDC Solar CV O'Donnell Property LLC | 39.311 | -76.978 | 13370 Frederick Rd | West Friendship | MD | 21794 | Howard | RFC | PJM | PJM Interconnection, LLC | Solar | Solar Photovoltaic | 1 | CVOD | 2 | 2 | 2 | NR | IPP Non-CHP | 34 | Q |  |  |  |  | 2.3 | [6 empty] | 2023
66666 | WECC | Tumbleweed Energy Storage | 65685 | Tumbleweed Energy Storage, LLC | 34.8343 | -118.339 | 11531 Gaskell Rd | Rosamond | CA | 93560 | Kern | WECC | CISO | California Independent System Operator | Battery | Batteries | 2 | TWES1; TWES2 | 125 | 125 | 125 | NR | IPP Non-CHP | 230 | Q | [7 empty] | 500 | 125 | 125 | LIB | 2024
66667 | WECC | City of Rosamond (CA) | 60531 | Standard Solar | 34.8357 | -118.1468 | 962 10th Street West | Rosamond | CA | 93560 | Kern | WECC | CISO | California Independent System Operator | Solar | Solar Photovoltaic | 1 | ROSA | 1 | 1 | 1 | NR | IPP Non-CHP | 11.64 | Q |  |  |  |  | 1.2 | Y | [5 empty] | 2023
66668 | MISO | Chickasaw Wind Farm | 12341 | MidAmerican Energy Co | 43.1401 | -92.3244 | 2162 150th St | New Hampton | IA | 50659 | Chickasaw | MRO | MISO | Midcontinent Independent Transmission System Operator, Inc.. | Wind | Onshore Wind Turbine | 1 | CKWF | 202.4 | 200 | 200 | RE | Electric Utility | 345 | I | MEC.CHICKASAW | 66 | Siemens Gamesa | 263 | [7 empty] | 2023
66669 | WECC | West Ford Flat | 65675 | West Ford Flat Energy Storage | 38.7881 | -122.7218 | 18715 Ford Flat Road | Middletown | CA | 95461 | Lake | WECC | CISO | California Independent System Operator | Battery | Batteries | 1 | WFF1 | 25 | 25 | 25 | NR | IPP Non-CHP | 230 | Q | [7 empty] | 27.4 | 25 | 25 | LIB | 2024
66676 | WECC | Kings CSG 3 LLC Community Solar | 65677 | Dimension Energy LLC | 36.2492 | -119.8852 | 23845 CA 198 | Lemoore | CA | 93245 | Kings | WECC | CISO | California Independent System Operator | Solar | Solar Photovoltaic | 1 | KING3 | 3 | 3 | 3 | NR | IPP Non-CHP | 12 | Q |  |  |  |  | 4.1 | Y | [5 empty] | 2024
66677 | WECC | Visalia CSG LLC | 65677 | Dimension Energy LLC | 36.3068 | -119.24 | 28518 Road 148 | Tulare | CA | 93292 | Tulare | WECC | CISO | California Independent System Operator | Solar | Solar Photovoltaic | 1 | VISAL | 3 | 3 | 3 | NR | IPP Non-CHP | 12 | Q |  |  |  |  | 4.05 | Y | [5 empty] | 2024
66679 | WECC | Tulare CSG LLC | 65677 | Dimension Energy LLC | 35.9874 | -119.4804 | 10991 Angiola Drive | Tulare | CA | 93212 | Tulare | WECC | CISO | California Independent System Operator | Solar | Solar Photovoltaic | 1 | TULAR | 3 | 3 | 3 | NR | IPP Non-CHP | 12 | Q |  |  |  |  | 4.34 | Y | [5 empty] | 2024
66680 | WECC | Enchanted Rock Turlock Irrigation Distri | 65660 | Enchanted Rock | 37.4359 | -121.131 | 1501 W Marshall Road | Patterson | CA | 95363 | Stanislaus | WECC | TIDC | Turlock Irrigation District | Natural Gas | Natural Gas Internal Combustion Engine | 4 | UNIT1; UNIT2; UNIT3; UNIT4 | 46.8 | 46.8 | 46.8 | NR | IPP Non-CHP | 115 | S | [11 empty] | 2024
66683 | MISO | Sylvan Solar | 12647 | ALLETE, Inc. | 46.3241 | -94.3879 | 13200 21st Avenue SW | Pillager | MN | 56473 | Cass | MRO | MISO | Midcontinent Independent Transmission System Operator, Inc.. | Solar | Solar Photovoltaic | 1 | SYV | 15.2 | 15.2 | 15.2 | RE | Electric Utility | 35 | I |  |  |  |  | 16.9 | Y | [5 empty] | 2023
66694 | WECC | Atrisco Energy Storage | 65700 | Atrisco Energy Storage LLC | 35.197 | -106.9125 | TBD | Rio Rancho | NM | 87121 | Bernalillo | WECC | PNM | Public Service Company of New Mexico | Battery | Batteries | 1 | ATRES | 300 | 300 | 300 | NR | IPP Non-CHP | 345 | Q | [7 empty] | 1200 | 300 | 300 | LIB | 2024
66698 | PJM | Oxon Run CREF | 65704 | Oxon Run Community Renewable Energy Facility | 38.8218 | -77.0035 | 4615 South Capitol Street SE | Washington | DC | 20032 | District of Columbia | RFC | PJM | PJM Interconnection, LLC | Solar | Solar Photovoltaic | 1 | OCREF | 2 | 2 | 2 | RE | Electric Utility | 13.8 | S |  |  |  |  | 2.7 | [6 empty] | 2021
66699 | WECC | Lockhart Solar PV II | 61950 | Terra-Gen Operating Co-Solar | 35.0435 | -117.3489 | 43880 Harper Lake Rd | Hinkley | CA | 92347 | San Bernardino | WECC | CISO | California Independent System Operator | Solar | Solar Photovoltaic | 1 | LOC2 | 84.4 | 75 | 75 | NR | IPP Non-CHP | 220 | Q |  |  |  |  | 95.2 | Y | [5 empty] | 2023
66713 | WECC | Wheeler Ridge | 65718 | AFTW Holdings, LLC | 35.082 | -119.316 | Basic School Road | Bakersfield | CA | 93311 | Kern | WECC | CISO | California Independent System Operator | Solar | Solar Photovoltaic | 1 | WHRPV | 4.5 | 4.5 | 4.5 | NR | IPP Non-CHP | 12 | Q |  |  |  |  | 7 | Y | [5 empty] | 2023
66714 | WECC | Crystal Farms Local Solar | 65719 | Crystal Farms Local Solar, LLC | 36.6338 | -120.1771 | NE Corner of S Placer and W Ad | San Joaquin | CA | 93311 | Fresno | WECC | CISO | California Independent System Operator | Solar | Solar Photovoltaic | 1 | CRYPV | 3.5 | 3.5 | 3.5 | NR | IPP Non-CHP | 12 | Q |  |  |  |  | 5.4 | Y | [5 empty] | 2023
66715 | WECC | Fresno Community Solar | 65720 | Fresno Community Solar Developers, LLC | 36.696 | -119.885 | 2345-2351 S. Cornelia Ave | Fresno | CA | 93706 | Fresno | WECC | CISO | California Independent System Operator | Solar | Solar Photovoltaic | 1 | FREPV | 10 | 10 | 10 | NR | IPP Non-CHP | 12.47 | Q |  |  |  |  | 13.6 | Y | [5 empty] | 2024
66716 | WECC | Saint Energy Storage II LLC | 65727 | Saint Energy Storage II LLC | 32.8695 | -111.5142 | 6536 E Steele Road | Coolidge | AZ | 85128 | Pinal | WECC | SRP | Salt River Project | Battery | Batteries | 1 | SB123 | 100 | 100 | 100 | NR | IPP Non-CHP | 230 | Q | [7 empty] | 400 | 100 | 100 | LIB | 2023
66726 | WECC | Inland Empire Energy Storage | 64778 | Strata Manager, LLC | 34.1377 | -117.416 | 2235 West Casmalia St | Rialto | CA | 92377 | San Bernardino | WECC | CISO | California Independent System Operator | Battery | Batteries | 1 | IEESS | 70 | 70 | 70 | NR | IPP Non-CHP | 66 | Q | [7 empty] | 200 | 60 | 60 | LIB | 2024
66730 | PJM | Jordan Energy-DFA Middlebury Center Plan | 64872 | Distributed Solar Development, LLC | 41.838 | -77.2759 | 72 Milk Plant Rd | Middlebury Center | PA | 16935 | Tioga | RFC | PJM | PJM Interconnection, LLC | Solar | Solar Photovoltaic | 1 | P4318 | 1.1 | 1.1 | 1.1 | NR | IPP Non-CHP | 12.47 | Q |  |  |  |  | 1.9 | [6 empty] | 2021
66733 | WECC | Lost Hills Oilfield | 64872 | Distributed Solar Development, LLC | 35.65 | -119.85 | 12888 Holloway Rd | Lost Hills | CA | 93249 | Kern | WECC | CISO | California Independent System Operator | Solar | Solar Photovoltaic | 1 | P4721 | 1.9 | 1.9 | 1.9 | NR | IPP Non-CHP | 12.47 | Q |  |  |  |  | 2.2 | Y | [5 empty] | 2021
66736 | SPP | Oak Leaf - CSG Portfolio (OL 36) | 64872 | Distributed Solar Development, LLC | 39.6517 | -104.5315 | 39299 E. Quincy Ave | Watkins | CO | 80137 | Arapahoe | MRO | SWPP | Southwest Power Pool | Solar | Solar Photovoltaic | 1 | P4159 | 1.5 | 1.5 | 1.5 | NR | IPP Non-CHP | 480 | Q |  |  |  |  | 2 | Y | [5 empty] | 2021
66737 | SPP | Oak Leaf - CSG Portfolio (OL 37) | 64872 | Distributed Solar Development, LLC | 39.7854 | -104.5913 | 33725 E 48th Ave | Watkins | CO | 80137 | Adams | MRO | SWPP | Southwest Power Pool | Solar | Solar Photovoltaic | 1 | P4161 | 1.5 | 1.5 | 1.5 | NR | IPP Non-CHP | 480 | Q |  |  |  |  | 2 | Y | [5 empty] | 2020
66738 | SPP | Oak Leaf - CSG Portfolio (OL 38) | 64872 | Distributed Solar Development, LLC | 39.7854 | -104.5913 | 33725 E 48th Ave | Watkins | CO | 80137 | Adams | MRO | SWPP | Southwest Power Pool | Solar | Solar Photovoltaic | 1 | P4581 | 1.5 | 1.5 | 1.5 | NR | IPP Non-CHP | 480 | Q |  |  |  |  | 2 | Y | [5 empty] | 2021
66739 | SPP | Oak Leaf - CSG Portfolio (OL 39) | 64872 | Distributed Solar Development, LLC | 39.6553 | -104.5285 | 3333 S. Manila Rd | Watkins | CO | 80137 | Arapahoe | MRO | SWPP | Southwest Power Pool | Solar | Solar Photovoltaic | 1 | P4162 | 1.5 | 1.5 | 1.5 | NR | IPP Non-CHP | 480 | Q |  |  |  |  | 2 | Y | [5 empty] | 2021
66740 | SPP | Oak Leaf - CSG Portfolio (OL 44) | 64872 | Distributed Solar Development, LLC | 39.7831 | -104.5838 | 33975 E 48th Ave | Watkins | CO | 80137 | Adams | MRO | SWPP | Southwest Power Pool | Solar | Solar Photovoltaic | 1 | P4347 | 1.5 | 1.5 | 1.5 | NR | IPP Non-CHP | 480 | Q |  |  |  |  | 2 | Y | [5 empty] | 2020
66742 | MISO | Laskin Solar | 12647 | ALLETE, Inc. | 47.5226 | -92.1783 | 5553 Colby Lake Road | Hoyt Lakes | MN | 55750 | St Louis | MRO | MISO | Midcontinent Independent Transmission System Operator, Inc.. | Solar | Solar Photovoltaic | 1 | LAK | 5.6 | 5.6 | 5.6 | RE | Electric Utility | 23 | I |  |  |  |  | 5.9 | Y | [5 empty] | 2022
66743 | MISO | Jean Duluth Solar | 12647 | ALLETE, Inc. | 46.8738 | -92.052 | 3525 Riley Road | Duluth | MN | 55803 | St Louis | MRO | MISO | Midcontinent Independent Transmission System Operator, Inc.. | Solar | Solar Photovoltaic | 1 | DUL | 1.6 | 1.6 | 1.6 | RE | Electric Utility | 13.8 | I |  |  |  |  | 1.5 | Y | [5 empty] | 2022
66747 | MISO | Blue Bird Solar, LLC | 65742 | Blue Bird Solar, LLC | 38.8954 | -91.1366 | E State Hwy 47 | Warrenton | MO | 63383 | Warren | SERC | MISO | Midcontinent Independent Transmission System Operator, Inc.. | Solar | Solar Photovoltaic | 1 | BBS | 139 | 139 | 139 | NR | IPP Non-CHP | 161 | Q |  |  |  |  | 188 | Y | [5 empty] | 2024
66748 | MISO | IMPA Richmond 8 Solar Park | 9234 | Indiana Municipal Power Agency | 39.8223 | -84.9501 | 3560 National Road | Richmond | IN | 47374 | Wayne | RFC | MISO | Midcontinent Independent Transmission System Operator, Inc.. | Solar | Solar Photovoltaic | 1 | RICH8 | 6.1 | 6.1 | 6.1 | RE | Electric Utility | 13.8 | P |  |  |  |  | 8.07 | Y | [5 empty] | 2024
66751 | PJM | Toms River CSG | 61944 | MN8 Energy LLC | 39.9875 | -74.2364 | 227 Oak Ridge Parkway | Toms River | NJ | 8755 | Ocean | RFC | PJM | PJM Interconnection, LLC | Solar | Solar Photovoltaic | 1 | GEN1 | 4 | 4 | 4 | NR | IPP Non-CHP | 34.5 | Q |  |  |  |  | 4.9 | [6 empty] | 2023
66753 | MISO | Webster Creek (Oak 2) | 60025 | Greenbacker Renewable Energy Corporation | 43.8635 | -90.1558 | N6191 US HWY 12 & 16 | New Lisbon | WI | 53950 | Juneau | MRO | MISO | Midcontinent Independent Transmission System Operator, Inc.. | Solar | Solar Photovoltaic | 1 | 714 | 1.5 | 1.5 | 1.5 | NR | IPP Non-CHP | 12.5 | Q |  |  |  |  | 1.8 | [6 empty] | 2023
66757 | WECC | Bottleneck Energy Storage | 65754 | VESI 12 LLC | 35.8384 | -119.0884 | 21642 Avenue 24 | Richgrove | CA | 93261 | Tulare | WECC | CISO | California Independent System Operator | Battery | Batteries | 1 | BN1 | 80 | 80 | 80 | NR | IPP Non-CHP | 66 | Q | [7 empty] | 320 | 80 | 80 | LIB | 2024
66758 | PJM | Justin Court Energy Storage | 65755 | VESI 23 LLC | 40.5263 | -74.8441 | 79 Function Road | Flemington | NJ | 8822 | Hunterdon | RFC | PJM | PJM Interconnection, LLC | Battery | Batteries | 1 | JC1 | 20 | 20 | 20 | NR | IPP Non-CHP | 34.5 | Q | [7 empty] | 18.3 | 20 | 20 | LIB | 2024
66759 | MISO | Delta's Edge Solar | 62161 | Cubico USA, LLC | 33.5 | -90.1 | 685 CR 219 | Greenwood | MS | 38930 | Carroll | SERC | MISO | Midcontinent Independent Transmission System Operator, Inc.. | Solar | Solar Photovoltaic | 1 | DELTA | 100 | 100 | 100 | NR | IPP Non-CHP | 115 | Q |  |  |  |  | 134 | Y | [5 empty] | 2023
66760 | MISO | Lemonweir (Oak 1) | 60025 | Greenbacker Renewable Energy Corporation | 43.7382 | -90.013 | N2702 US HWY 12/16 | Mauston | WI | 53948 | Juneau | MRO | MISO | Midcontinent Independent Transmission System Operator, Inc.. | Solar | Solar Photovoltaic | 1 | 713 | 3 | 3 | 3 | NR | IPP Non-CHP | 12.5 | Q |  |  |  |  | 3.7 | [6 empty] | 2023
66770 | PJM | THD Baltimore DC - 5830 Project Tiger | 64872 | Distributed Solar Development, LLC | 39.2236 | -76.4835 | 6311 Tradepoint Ave | Edgemere | MD | 21219 | Baltimore | RFC | PJM | PJM Interconnection, LLC | Solar | Solar Photovoltaic | 1 | P3685 | 1.6 | 1.6 | 1.6 | NR | IPP Non-CHP | 480 | Q |  |  |  |  | 2.6 | [6 empty] | 2021
66772 | WECC | Estrella Solar & Storage | 64904 | AES Clean Energy | 34.8078 | -118.3165 | 50804U 110th St | Lancaster | CA | 93536 | Los Angeles | WECC | CISO | California Independent System Operator | Mixed | Solar Photovoltaic; Batteries | 2 | ESPV; ESTRB | 84 | 84 | 84 | NR | IPP Non-CHP | 230 | Q |  |  |  |  | 70 | Y |  | 112 | 28 | 28 | LIB | 2023
66773 | WECC | Raceway Solar & Storage | 64904 | AES Clean Energy | 34.8424 | -118.2862 | TBD | Lancaster | CA | 93560 | Los Angeles | WECC | CISO | California Independent System Operator | Mixed | Batteries; Solar Photovoltaic | 2 | RCWYB; RCWYS | 205 | 205 | 205 | NR | IPP Non-CHP | 230 | Q |  |  |  |  | 158.88 | Y | Y | 320 | 80 | 80 | LIB | 2024
66776 | PJM | Brookdale CC BTM at Lincroft | 65760 | Solar DG NJ Brookdale, LLC | 40.3261 | -74.1309 | 765 Newman Springs Road | Lincroft | NJ | 7738 | Monmouth | RFC | PJM | PJM Interconnection, LLC | Solar | Solar Photovoltaic | 1 | PV1 | 3.7 | 3.7 | 3.7 | NR | IPP Non-CHP | 12.47 | Q |  |  |  |  | 5 | [6 empty] | 2022
66796 | PJM | ADP Parsippany NJ | 64872 | Distributed Solar Development, LLC | 40.8575 | -74.4126 | 99 Jefferson Rd | Parsippany | NJ | 7054 | Morris | RFC | PJM | PJM Interconnection, LLC | Solar | Solar Photovoltaic | 1 | P5324 | 1.5 | 1.5 | 1.5 | NR | IPP Non-CHP | 10 | Q |  |  |  |  | 1.9 | Y | [5 empty] | 2023
66797 | WECC | Agriculture Capital - Legacy Packing | 64872 | Distributed Solar Development, LLC | 36.4947 | -119.467 | 38773 Rd 48 | Dinuba | CA | 93618 | Tulare | WECC | CISO | California Independent System Operator | Solar | Solar Photovoltaic | 1 | P4376 | 1.6 | 1.6 | 1.6 | NR | IPP Non-CHP | 480 | Q |  |  |  |  | 2.1 | [6 empty] | 2022
66798 | PJM | Bayer - Whippany, NJ | 64872 | Distributed Solar Development, LLC | 40.8188 | -74.4158 | 100 Bayer Blvd | Whippany | NJ | 7981 | Morris | RFC | PJM | PJM Interconnection, LLC | Solar | Solar Photovoltaic | 1 | P5316 | 1.7 | 1.7 | 1.7 | NR | IPP Non-CHP | 50 | Q |  |  |  |  | 1.7 | Y | [5 empty] | 2023
66799 | WECC | Bishop Ranch - BR 1-Y | 64872 | Distributed Solar Development, LLC | 37.7622 | -121.9579 | 6111 Bollinger Canyon Rd | San Ramon | CA | 94583 | Contra Costa | WECC | CISO | California Independent System Operator | Mixed | Solar Photovoltaic; Batteries | 4 | 4087; 4087B; 4087G; 4087R | 1.8 | 1.8 | 1.8 | NR | IPP Non-CHP | 480 | Q |  |  |  |  | 1.2 | Y |  | 1.3 | 0.7 | 0.7 | LIB | 2022
66800 | WECC | Bishop Ranch - BR 8-P | 64872 | Distributed Solar Development, LLC | 37.7682 | -121.9666 | 4000 Executive Pkwy | San Ramon | CA | 94583 | Contra Costa | WECC | CISO | California Independent System Operator | Mixed | Solar Photovoltaic; Batteries | 2 | 4976; 4976B | 1.5 | 1.5 | 1.5 | NR | IPP Non-CHP | 480 | Q |  |  |  |  | 1.3 | Y |  | 1.1 | 0.5 | 0.5 | LIB | 2024
66802 | PJM | BEMS East Solar (CSG) | 65766 | Solar DG NJ BEMS East, LLC | 39.8937 | -74.698 | Big Hill Road and Old Forge Ro | Southhampton | NJ | 8088 | Burlington | RFC | PJM | PJM Interconnection, LLC | Solar | Solar Photovoltaic | 1 | BEMSE | 4 | 4 | 4 | NR | IPP Non-CHP | 13.2 | Q |  |  |  |  | 5 |  | Y |  |  |  |  | 2023
66803 | PJM | BEMS West Solar CSG | 65767 | Solar DG NJ BEMS West, LLC | 39.892 | -74.695 | Big Hill Road and Old Forge Ro | Southampton | NJ | 8088 | Burlington | RFC | PJM | PJM Interconnection, LLC | Solar | Solar Photovoltaic | 1 | BEMSW | 4 | 4 | 4 | NR | IPP Non-CHP | 13.2 | Q |  |  |  |  | 5 |  | Y |  |  |  |  | 2023
66806 | WECC | Vulcan San Emidio Solar | 65773 | Renew Solar VMC LLC | 35.049 | -119.1812 | Maricopa Hwy | Bakersfield | CA | 93311 | Kern | WECC | CISO | California Independent System Operator | Solar | Solar Photovoltaic | 1 | 15612 | 1.4 | 1.4 | 1.4 | NR | IPP Non-CHP | 12 | Q |  |  |  |  | 1.9 | Y | [5 empty] | 2023
66807 | WECC | SEPV Cuyama Hybrid | 65779 | SEPV Cuyama, LLC | 34.9047 | -119.585 | 1696 Foothill Rd. | New Cuyama | CA | 93254 | Santa Barbara | WECC | CISO | California Independent System Operator | Mixed | Batteries; Solar Photovoltaic | 2 | CUYA1; CUYA2 | 4.6 | 4.6 | 4.6 | NR | IPP Non-CHP | 21 | Q | CUYAMA_6_N004 |  |  |  | 1.6 | Y | Y | 12 | 3 | 3 | LIB | 2023
66809 | WECC | Avenue 26 Solar | 65775 | RPCA Solar 1, LLC | 37.1258 | -120.1788 | 20398 Avenue 26 | Chowchilla | CA | 93610 | Madera | WECC | CISO | California Independent System Operator | Solar | Solar Photovoltaic | 2 | A26P1; A26P2 | 7.6 | 7.6 | 7.6 | NR | IPP Non-CHP | 12 | Q |  |  |  |  | 10.6 | Y | [5 empty] | 2024
66811 | WECC | Clearwater Wind III | 65780 | Clearwater Wind III, LLC | 46.8188 | -106.1946 | 245 Rock Spring Road East | Miles City | MT | 59301 | Rosebud | WECC | AVA | Avista Corporation | Wind | Onshore Wind Turbine | 1 | CW3 | 100 | 100 | 100 | NR | IPP Non-CHP | 500 | Q |  | 36 | GE | 374 | [7 empty] | 2024
66814 | WECC | Sky Ranch Solar | 65781 | Sky Ranch Solar and Storage | 34.7816 | -106.7769 | 22000 N Sky Ranch Rd | Belen | NM | 87002 | Valencia | WECC | PNM | Public Service Company of New Mexico | Mixed | Batteries; Solar Photovoltaic | 2 | SKYBA; SKYPV | 240 | 240 | 240 | NR | IPP Non-CHP | 115 | Q |  |  |  |  | 191 | Y | Y | 200 | 200 | 200 | LIB | 2024
66815 | PJM | Dynamic Energy NJ - Ferrero | 64872 | Distributed Solar Development, LLC | 40.5505 | -74.545 | 600 Cottontail Ln | Somerset | NJ | 8873 | Somerset | RFC | PJM | PJM Interconnection, LLC | Solar | Solar Photovoltaic | 1 | P5875 | 1.5 | 1.5 | 1.5 | NR | IPP Non-CHP | 10 | Q |  |  |  |  | 2 | N | [5 empty] | 2022
66819 | PJM | Holly Spring Meadows | 60531 | Standard Solar | 38.8621 | -76.9125 | 5503 Marlboro Pike | District Heights | MD | 20747 | Prince Georges | RFC | PJM | PJM Interconnection, LLC | Solar | Solar Photovoltaic | 1 | HOLLY | 1.2 | 1.2 | 1.2 | NR | IPP Non-CHP | 12.07 | Q |  |  |  |  | 1.7 | [6 empty] | 2023
66820 | PJM | River Ferry Solar 1 | 65772 | River Ferry Solar 1, LLC | 39.2591 | -87.6282 | 6785 N 2100th St. | West Union | IL | 62477 | Clark | RFC | PJM | PJM Interconnection, LLC | Solar | Solar Photovoltaic | 1 | RVFRY | 165.3 | 172.2 | 172.2 | NR | IPP Non-CHP | 345 | Q |  |  |  |  | 204.6 | Y | [5 empty] | 2023
66826 | MISO | Prairie Creek Solar | 61677 | Sol Systems | 39.8061 | -90.2244 | 1953 Substation Road | Jacksonville | IL | 62650 | Morgan | SERC | MISO | Midcontinent Independent Transmission System Operator, Inc.. | Solar | Solar Photovoltaic | 1 | PC923 | 30 | 30 | 30 | NR | IPP Non-CHP | 72.45 | Q |  |  |  |  | 36.8 | Y | Y |  |  |  |  | 2023
66831 | PJM | Harrah's Atlantic City - POI 2 (Self Par | 64872 | Distributed Solar Development, LLC | 39.3844 | -74.4263 | 777 Harrah's Blvd | Atlantic City | NJ | 8401 | Atlantic | RFC | PJM | PJM Interconnection, LLC | Solar | Solar Photovoltaic | 1 | P5614 | 1.8 | 1.8 | 1.8 | NR | IPP Non-CHP | 36.52 | Q |  |  |  |  | 1.9 | [6 empty] | 2024
66837 | PJM | Alton Post Office Solar | 65777 | Urban Grid Solar | 36.5689 | -79.0329 | 3058 Alton Post Office Road | Alton | VA | 24520 | Halifax | SERC | PJM | PJM Interconnection, LLC | Solar | Solar Photovoltaic | 1 | ALPT1 | 75 | 75 | 75 | NR | IPP Non-CHP | 230 | Q | 3WELCO |  |  |  | 91.7 | Y | [5 empty] | 2024
66839 | PJM | Crystal Hill Solar | 65777 | Urban Grid Solar | 36.8399 | -78.9382 | 2235 Crystal Hill Road | Crystal Hill | VA | 24539 | Halifax | SERC | PJM | PJM Interconnection, LLC | Solar | Solar Photovoltaic | 1 | CRYH1 | 64.7 | 64.7 | 64.7 | NR | IPP Non-CHP | 115 | Q | 3CRSTL HILL |  |  |  | 82 | Y | [5 empty] | 2023
66841 | PJM | Foxglove Solar | 65777 | Urban Grid Solar | 39.0738 | -78.2801 | 948 Clark Road | Middletown | VA | 22645 | Frederick | SERC | PJM | PJM Interconnection, LLC | Solar | Solar Photovoltaic | 1 | FOXG1 | 75 | 75 | 75 | NR | IPP Non-CHP | 138 | Q | 01MDWBRK |  |  |  | 96.5 | Y | [5 empty] | 2024
66845 | PJM | Old Bridge Global Landfill CSG | 56990 | NJR Clean Energy Ventures Corporation | 40.446 | -74.284 | 1 Global Access Rd | Old Bridge | NJ | 8857 | Middlesex | RFC | PJM | PJM Interconnection, LLC | Solar | Solar Photovoltaic | 1 | OBGLD | 2 | 2 | 2 | NR | IPP Non-CHP | 12.47 | Q |  |  |  |  | 2.8 | [6 empty] | 2023
66861 | MISO | Indiana Crossroads Wind Farm II | 65794 | Indiana Crossroads Wind Farm II LLC | 40.7794 | -87.0421 | 4143 N 800 W | Wolcott | IN | 47995 | White | RFC | MISO | Midcontinent Independent Transmission System Operator, Inc.. | Wind | Onshore Wind Turbine | 1 | GEN01 | 201.6 | 200 | 200 | NR | IPP Non-CHP | 345 | Q |  | 42 | Nordex | 345 | [7 empty] | 2024
66863 | WECC | Blackjack Solar | 65795 | South County Packing | 36.1815 | -121.0267 | 52060 Freemman Flat Rd. | King City | CA | 93930 | Monterey | WECC | CISO | California Independent System Operator | Solar | Solar Photovoltaic | 1 | BJK01 | 4 | 3.9 | 3.1 | NR | Industrial Non-CHP | 12.5 | IND |  |  |  |  | 5.2 | [6 empty] | 2020
66866 | SPP | North Fork Solar Project | 65796 | North Fork Solar Project, LLC | 34.6178 | -98.9826 | 16536 N 2240 Road | Snyder | OK | 73566 | Kiowa | MRO | SWPP | Southwest Power Pool | Solar | Solar Photovoltaic | 1 | NFORK | 120 | 120 | 120 | NR | IPP Non-CHP | 138 | Q | WFEC.OMPA.NFSOLAR |  |  |  | 162.66 | Y | Y |  |  |  |  | 2024
66867 | PJM | Cannonball Solar (CSG) | 64904 | AES Clean Energy | 39.5463 | -77.4164 | 11533 Hessong Bridge Road | Thurmont | MD | 21788 | Frederick | RFC | PJM | PJM Interconnection, LLC | Solar | Solar Photovoltaic | 1 | CBALL | 2 | 2 | 2 | NR | IPP Non-CHP | 12.5 | Q |  |  |  |  | 2.8 | Y | [5 empty] | 2024
66868 | PJM | Big Spring Solar (CSG) | 64904 | AES Clean Energy | 39.6301 | -77.9099 | 11439 Ashton Road | Clear Spring | MD | 21722 | Washington | RFC | PJM | PJM Interconnection, LLC | Solar | Solar Photovoltaic | 1 | BIGSP | 2 | 2.1 | 2.1 | NR | IPP Non-CHP | 12.47 | Q |  |  |  |  | 2.65 | Y | [5 empty] | 2024
66882 | SPP | FreeState Kiro Solar I | 22500 | Evergy Kansas Central, Inc | 39.1088 | -95.7867 | 7300 NW 35th St | Silver Lake | KS | 66539 | Shawnee | MRO | SWPP | Southwest Power Pool | Solar | Solar Photovoltaic | 1 | FKS1 | 1 | 1 | 1 | RE | Electric Utility | 12.47 | I |  |  |  |  | 1.4 | Y | [5 empty] | 2023
66883 | SPP | FreeState Crooked Post Solar I | 22500 | Evergy Kansas Central, Inc | 38.9935 | -95.8156 | 4006 SW Auburn Rd | Topeka | KS | 66610 | Shawnee | MRO | SWPP | Southwest Power Pool | Solar | Solar Photovoltaic | 1 | FCS1 | 1.6 | 1.6 | 1.6 | RE | Electric Utility | 12.47 | I |  |  |  |  | 2.1 | Y | [5 empty] | 2023
66884 | SPP | FreeState Stull Solar I | 22500 | Evergy Kansas Central, Inc | 38.9901 | -95.4276 | 1720 E 400 Rd | LeCompton | KS | 66050 | Douglas | MRO | SWPP | Southwest Power Pool | Solar | Solar Photovoltaic | 1 | FSS1 | 1.3 | 1.3 | 1.3 | RE | Electric Utility | 12.47 | I |  |  |  |  | 1.7 | Y | [5 empty] | 2023
66885 | WECC | Baldy Mesa 2_Silver Peak Hybrid | 64904 | AES Clean Energy | 34.6091 | -117.4537 | 19252 Muskrat Ave | Adelanto | CA | 92301 | San Bernardino | WECC | CISO | California Independent System Operator | Mixed | Batteries; Solar Photovoltaic | 2 | SPKBS; SPKPV | 75 | 75 | 75 | NR | IPP Non-CHP | 115 | Q | ROADWAY_1_N001 |  |  |  | 64.9 | Y |  | 100 | 25 | 25 | LIB | 2024
66888 | WECC | Escalante (NM) | 58764 | Origis Energy USA, Inc | 35.4077 | -108.0812 | TBD | Grants | NM | 87045 | McKinley | WECC | PNM | Public Service Company of New Mexico | Solar | Solar Photovoltaic | 1 | OESCL | 200 | 200 | 200 | NR | IPP Non-CHP | 230 | Q |  |  |  |  | 238 | Y | [5 empty] | 2024
66889 | PJM | Solops 371 Hoes LLC | 65811 | Solops 371 Hoes LLC | 40.5459 | -74.4739 | 371 Hoes Lane | Piscataway | NJ | 8854 | Middlesex | RFC | PJM | PJM Interconnection, LLC | Solar | Solar Photovoltaic | 2 | CANOP; ROOF | 1.3 | 1.3 | 1.3 | NR | IPP Non-CHP | 0.48 | Q |  |  |  |  | 1.6 | [6 empty] | 2023
66898 | PJM | Fort Martin Solar | 12796 | Monongahela Power Co | 39.7078 | -79.9488 | 1392 Fort Martin Rd | Maidsville | WV | 26541 | Monongalia | RFC | PJM | PJM Interconnection, LLC | Solar | Solar Photovoltaic | 1 | FTMS | 18.9 | 18.9 | 18.9 | RE | Electric Utility | 23 | I |  |  |  |  | 23.04 | [6 empty] | 2024
66900 | PJM | Rivesville Solar | 12796 | Monongahela Power Co | 39.539 | -80.0944 | 300 Morgan Ridge Rd | Rivesville | WV | 26588 | Marion | RFC | PJM | PJM Interconnection, LLC | Solar | Solar Photovoltaic | 1 | RIVS | 5.5 | 5.5 | 5.5 | RE | Electric Utility | 23 | I |  |  |  |  | 6.36 | [6 empty] | 2024
66906 | PJM | Hammonton-High School Solar | 65043 | Madison Energy Investments LLC | 39.6572 | -74.809 | 566 Old Forks Road | Atlantic | NJ | 8037 | Atlantic | RFC | PJM | PJM Interconnection, LLC | Solar | Solar Photovoltaic | 1 | HHSPV | 1.2 | 1.2 | 1.2 | NR | IPP Non-CHP | 1 | Q |  |  |  |  | 1.7 | [6 empty] | 2022
66925 | WECC | SR McNeal | 65303 | SR McNeal, LLC | 31.5551 | -109.7013 | 4311 West Bagby Rd. | McNeal | AZ | 85617 | Cochise | WECC | TEPC | Tucson Electric Power Company | Mixed | Batteries; Solar Photovoltaic | 2 | MCBA; MCNEA | 40 | 40 | 40 | NR | IPP Non-CHP | 69 | Q |  |  |  |  | 28.9 | Y |  | 20 | 20 | 20 | LIB | 2023
66942 | WECC | Skysol | 65853 | Skysol Holdco LLC | 42.0478 | -121.4921 | TBD | Merrill | OR | 97633 | Klamath | WECC | PACW | PacifiCorp - West | Solar | Solar Photovoltaic | 1 | SKY01 | 61.2 | 55 | 55 | NR | IPP Non-CHP | 230 | Q |  |  |  |  | 66.4 | Y | [5 empty] | 2023
66943 | PJM | Pine 1 Solar | 65854 | BE-Pine1 LLC | 40.6165 | -80.4582 | 249 Cain Road | Hookstown | PA | 15050 | Beaver | RFC | PJM | PJM Interconnection, LLC | Solar | Solar Photovoltaic | 1 | 2-114 | 17.1 | 17.1 | 17.1 | NR | IPP Non-CHP | 23 | Q |  |  |  |  | 24.3 | [6 empty] | 2023
66944 | PJM | Pine 2 Solar | 65855 | BE-Pine2 LLC | 40.6157 | -80.471 | 249 Cain Road | Hookstown | PA | 15050 | Beaver | RFC | PJM | PJM Interconnection, LLC | Solar | Solar Photovoltaic | 1 | 2-115 | 17.1 | 17.1 | 17.1 | NR | IPP Non-CHP | 23 | Q |  |  |  |  | 24.3 | [6 empty] | 2023
66945 | WECC | East Victory Way Solar | 65858 | East Victory Way Solar LLC | 40.5131 | -107.5018 | East US Hwy 40 | Craig | CO | 81625 | Moffat | WECC | PSCO | Public Service Company of Colorado | Solar | Solar Photovoltaic | 1 | YVEA | 4 | 4 | 4 | NR | IPP Non-CHP | 24.7 | Q |  |  |  |  | 5.2 |  | Y |  |  |  |  | 2023
66946 | WECC | Lockhart ESS, LLC | 61950 | Terra-Gen Operating Co-Solar | 35.0325 | -117.3567 | 43880 Harper Lake Road | Hinkley | CA | 92347 | San Bernardino | WECC | CISO | California Independent System Operator | Battery | Batteries | 1 | LHESS | 45 | 45 | 45 | NR | IPP Non-CHP | 220 | Q | [7 empty] | 180 | 45 | 45 | LIB | 2024
66949 | WECC | Sagebrush Solar 2 ESS 40 | 65552 | Terra-Gen Operating Co-BESS 2 | 35.0477 | -118.2628 | 8017 Oak Creek Road | Mojave | CA | 93501 | Kern | WECC | CISO | California Independent System Operator | Battery | Batteries | 1 | 1 | 40 | 40 | 40 | NR | IPP Non-CHP | 230 | Q | [7 empty] | 160 | 40 | 40 | LIB | 2024
66950 | WECC | Sagebrush Solar 2 ESS 59 | 65552 | Terra-Gen Operating Co-BESS 2 | 35.0477 | -118.2628 | 8017 Oak Creek Road | Mojave | CA | 93501 | Kern | WECC | CISO | California Independent System Operator | Battery | Batteries | 1 | 1 | 59 | 59 | 59 | NR | IPP Non-CHP | 230 | Q | [7 empty] | 236 | 59 | 59 | LIB | 2024
66951 | WECC | Scarlet II Hybrid | 65859 | EDPR Scarlet II LLC | 36.6037 | -120.3757 | 30750 Manning Ave | Cantua Creek | CA | 93608 | Fresno | WECC | CISO | California Independent System Operator | Mixed | Solar Photovoltaic; Batteries | 2 | GEN03; GEN04 | 350 | 350 | 350 | NR | IPP Non-CHP | 230 | Q |  |  |  |  | 279.8 | Y | Y | 600 | 150 | 150 | LIB | 2024
66952 | MISO | Prescott Wind Farm | 65857 | Prescott Wind Energy LLC | 41.121 | -94.6051 | 1255 Quince Ave | Prescott | IA | 50859 | Adams | MRO | MISO | Midcontinent Independent Transmission System Operator, Inc.. | Wind | Onshore Wind Turbine | 1 | PWE | 38.7 | 38.7 | 38.7 | NR | IPP Non-CHP | 69 | Q |  | 9 | Vestas | 344.5 | [7 empty] | 2024
66954 | MISO | Umbriel Solar | 65865 | Umbriel Solar, LLC | 30.6688 | -94.7835 | 4539 Soda Loop E | Livington | TX | 77351 | Polk | MRO | MISO | Midcontinent Independent Transmission System Operator, Inc.. | Solar | Solar Photovoltaic | 1 | 23001 | 150 | 150 | 150 | NR | IPP Non-CHP | 138 | Q |  |  |  |  | 163.3 | Y | [5 empty] | 2023
66963 | PJM | Franklin Solar 1 LLC Community Solar | 65677 | Dimension Energy LLC | 40.526 | -74.5591 | 13 Jensen Drive | Somerset | NJ | 8873 | Somerset | RFC | PJM | PJM Interconnection, LLC | Solar | Solar Photovoltaic | 1 | FRAN1 | 3 | 3 | 3 | NR | IPP Non-CHP | 13.2 | Q |  |  |  |  | 3.7 | [6 empty] | 2023
66964 | PJM | Franklin Solar 2 LLC Community Solar | 65677 | Dimension Energy LLC | 40.4808 | -74.4947 | 50 Veronica Ave | Somerset | NJ | 8873 | Somerset | RFC | PJM | PJM Interconnection, LLC | Solar | Solar Photovoltaic | 1 | FRAN2 | 3.8 | 3.8 | 3.8 | NR | IPP Non-CHP | 13.2 | Q |  |  |  |  | 4.9 | [6 empty] | 2023
66965 | PJM | Mayhill Solar LLC Community Solar | 65677 | Dimension Energy LLC | 40.9019 | -74.0937 | 301 Mayhill St | Saddle Brook | NJ | 7663 | Bergen | RFC | PJM | PJM Interconnection, LLC | Solar | Solar Photovoltaic | 1 | MAYHI | 1.2 | 1.2 | 1.2 | NR | IPP Non-CHP | 13.2 | Q |  |  |  |  | 1.6 | N | [5 empty] | 2023
66969 | MISO | USS Jayhawk Solar LLC (CSG) | 65173 | United States Solar Corporation | 44.232 | -93.9594 | 58077 Jayhawk Road | Mankato | MN | 56001 | Blue Earth | MRO | MISO | Midcontinent Independent Transmission System Operator, Inc.. | Solar | Solar Photovoltaic | 1 | USJAY | 1 | 1 | 1 | NR | IPP Non-CHP | 13.8 | Q |  |  |  |  | 1.4 | Y | [5 empty] | 2023
66970 | MISO | USS Maverick Solar LLC (CSG) | 65173 | United States Solar Corporation | 44.0996 | -94.0536 | 55592 Hickory Lane | Good Thunder | MN | 56037 | Blue Earth | MRO | MISO | Midcontinent Independent Transmission System Operator, Inc.. | Solar | Solar Photovoltaic | 1 | USMAV | 1 | 1 | 1 | NR | IPP Non-CHP | 23.9 | Q |  |  |  |  | 1.4 | Y | [5 empty] | 2023
66971 | MISO | USS Riley Solar LLC (CSG) | 65173 | United States Solar Corporation | 44.9839 | -95.7167 | 2065 60th Ave SW | Montevideo | MN | 56037 | Chippewa | MRO | MISO | Midcontinent Independent Transmission System Operator, Inc.. | Solar | Solar Photovoltaic | 1 | USRIL | 1 | 1 | 1 | NR | IPP Non-CHP | 12.47 | Q |  |  |  |  | 1.4 | Y | [5 empty] | 2023
66972 | MISO | Spring Prairie Solar LLC CSG | 65173 | United States Solar Corporation | 46.9773 | -96.479 | 14873 90th Ave N | Glyndon | MN | 56547 | Clay | MRO | MISO | Midcontinent Independent Transmission System Operator, Inc.. | Solar | Solar Photovoltaic | 1 | SPRPR | 1 | 1 | 1 | NR | IPP Non-CHP | 23.9 | Q |  |  |  |  | 1.4 | Y | [5 empty] | 2024
66973 | MISO | MN East Regal LLC (CSG) | 65173 | United States Solar Corporation | 45.3948 | -94.7422 | 18860 CO RD 130 | Paynesville | MN | 56362 | Stearns | MRO | MISO | Midcontinent Independent Transmission System Operator, Inc.. | Solar | Solar Photovoltaic | 1 | MNERL | 1 | 1 | 1 | NR | IPP Non-CHP | 34.5 | Q |  |  |  |  | 1.4 | Y | [5 empty] | 2024
66974 | MISO | MN Buffalo Lake 212-1 LLC (CSG) | 65173 | United States Solar Corporation | 44.7319 | -94.6055 | 52892 HWY 212 | Buffalo Lake | MN | 55314 | Renville | MRO | MISO | Midcontinent Independent Transmission System Operator, Inc.. | Solar | Solar Photovoltaic | 1 | MNBL1 | 1 | 1 | 1 | NR | IPP Non-CHP | 12.47 | Q |  |  |  |  | 1.4 | Y | [5 empty] | 2023
66975 | MISO | MN Buffalo Lake 212-2 LLC (CSG) | 65173 | United States Solar Corporation | 44.7343 | -94.6244 | 400 Fifth St SW | Buffalo Lake | MN | 55314 | Renville | MRO | MISO | Midcontinent Independent Transmission System Operator, Inc.. | Solar | Solar Photovoltaic | 1 | MNBL2 | 1 | 1 | 1 | NR | IPP Non-CHP | 12.47 | Q |  |  |  |  | 2 | Y | [5 empty] | 2023
66977 | MISO | MN CSG 2019-24 LLC | 65872 | MN CSG 2019-24 LLC | 44.9433 | -92.8574 | 381 Mill Bay South | Afton | MN | 55001 | Washington | MRO | MISO | Midcontinent Independent Transmission System Operator, Inc.. | Solar | Solar Photovoltaic | 1 | 65872 | 0.9 | 0.9 | 0.9 | NR | IPP Non-CHP | 34.5 | Q |  |  |  |  | 1.3 | [6 empty] | 2023
66983 | WECC | MDU / NVSS-II | 60025 | Greenbacker Renewable Energy Corporation | 36.2748 | -115.9724 | 2371 East Simkins Rd. | Pahrump | NV | 89060 | Nye | WECC | NEVP | Nevada Power Company | Solar | Solar Photovoltaic | 1 | 822 | 13.5 | 13.5 | 13.5 | NR | IPP Non-CHP | 18 | Q |  |  |  |  | 17.5 | Y | [5 empty] | 2017
66985 | MISO | Georgetown (Polk Burnett) | 60025 | Greenbacker Renewable Energy Corporation | 45.4769 | -92.368 | 1867 100th Street County Rd. 1 | Balsam Lake | WI | 54810 | Polk | MRO | MISO | Midcontinent Independent Transmission System Operator, Inc.. | Solar | Solar Photovoltaic | 1 | 722 | 2 | 2 | 2 | NR | IPP Non-CHP | 12.5 | Q |  |  |  |  | 2.5 | [6 empty] | 2023
66987 | MISO | Bluff Prairie (Vernon) | 60025 | Greenbacker Renewable Energy Corporation | 43.4717 | -91.1406 | E2263 STate Highway 82 | De Soto | WI | 54624 | Vernon | MRO | MISO | Midcontinent Independent Transmission System Operator, Inc.. | Solar | Solar Photovoltaic | 1 | 718 | 1.5 | 1.5 | 1.5 | NR | IPP Non-CHP | 12.5 | Q |  |  |  |  | 1.8 | [6 empty] | 2023
66993 | MISO | Hay River (Dunn 1) | 60025 | Greenbacker Renewable Energy Corporation | 45.0466 | -91.9756 | N10140 370th St | Boyceville | WI | 54725 | Dunn | MRO | MISO | Midcontinent Independent Transmission System Operator, Inc.. | Solar | Solar Photovoltaic | 1 | 717 | 1.5 | 1.5 | 1.5 | NR | IPP Non-CHP | 12.5 | Q |  |  |  |  | 1.83 | Y | [5 empty] | 2024
66994 | MISO | Walleye (Dunn 2) | 60025 | Greenbacker Renewable Energy Corporation | 44.971 | -91.8045 | E 7062 County Rd B | Colefax | WI | 54730 | Dunn | MRO | MISO | Midcontinent Independent Transmission System Operator, Inc.. | Solar | Solar Photovoltaic | 1 | 720 | 1.5 | 1.5 | 1.5 | NR | IPP Non-CHP | 12.5 | Q |  |  |  |  | 1.83 | Y | [5 empty] | 2024
66995 | MISO | Popple Creek (Clark 1) | 60025 | Greenbacker Renewable Energy Corporation | 44.8951 | -90.442 | W 2671 County HWY N | Colby | WI | 54421 | Clark | MRO | MISO | Midcontinent Independent Transmission System Operator, Inc.. | Solar | Solar Photovoltaic | 1 | 715 | 2 | 2 | 2 | NR | IPP Non-CHP | 12.5 | Q |  |  |  |  | 2.46 | [6 empty] | 2024
66996 | PJM | Hemings Solar | 65891 | Hemings Solar Partners LLC | 37.958 | -76.8188 | 2201 Richmond Road | Warsaw | VA | 22572 | Richmond | SERC | PJM | PJM Interconnection, LLC | Solar | Solar Photovoltaic | 1 | METER | 5 | 4.9 | 3.6 | NR | IPP Non-CHP | 34.5 | Q |  |  |  |  | 6.5 | Y | [5 empty] | 2023
66997 | PJM | Monroe Solar | 65867 | Monroe Solar LLC | 36.8535 | -79.4699 | 880 Climax Road | Chatham | VA | 24531 | Pittsylvania | SERC | PJM | PJM Interconnection, LLC | Solar | Solar Photovoltaic | 1 | METER | 2.2 | 2.1 | 1.2 | NR | IPP Non-CHP | 24.9 | Q |  |  |  |  | 2.7 | Y | [5 empty] | 2022
66999 | PJM | Solidago Solar | 5248 | Dominion Energy Inc. | 36.89 | -76.71 | 12377 Redhouse Rd | Windsor | VA | 23487 | Isle of Wight | SERC | PJM | PJM Interconnection, LLC | Solar | Solar Photovoltaic | 1 | SLDO | 20 | 20 | 20 | RE | Electric Utility | 34.5 | I |  |  |  |  | 26.3 | Y | [5 empty] | 2023
67000 | WECC | Cawelo Water District Solar | 65913 | Scooby Solar, LLC | 35.049 | -119.1812 | Poso Ave | Famoso | CA | 93250 | Kern | WECC | CISO | California Independent System Operator | Solar | Solar Photovoltaic | 1 | 15612 | 2.5 | 2.5 | 1.8 | NR | Commercial Non-CHP | 12 | COM |  |  |  |  | 3.5 | Y | [5 empty] | 2023
67001 | WECC | Sunny Cow Solar, LLC | 65912 | Sunny Cow Solar, LLC | 35.2581 | -119.1492 | 14461 Taft Hwy | Bakersfield | CA | 93311 | Kern | WECC | CISO | California Independent System Operator | Solar | Solar Photovoltaic | 1 | 93311 | 2 | 2 | 2 | NR | IPP Non-CHP | 12 | Q |  |  |  |  | 3 | Y | [5 empty] | 2023
67002 | SPP | North Bend Wind Project, LLC | 65929 | North Bend Wind Project, LLC | 44.3773 | -99.6601 | TBD | Highmore | SD | 57345 | Hyde | MRO | SWPP | Southwest Power Pool | Wind | Onshore Wind Turbine | 1 | NBEND | 200 | 200 | 200 | NR | IPP Non-CHP | 230 | Q |  | 80 | GE | 90 | [7 empty] | 2023
67003 | WECC | Atrisco Solar LLC | 65928 | Atrisco Solar LLC | 35.1891 | -106.8605 | TBD | Rio Rancho | NM | 87121 | Bernalillo | WECC | PNM | Public Service Company of New Mexico | Solar | Solar Photovoltaic | 1 | ATRPV | 300 | 300 | 300 | NR | IPP Non-CHP | 345 | Q |  |  |  |  | 364 | Y | Y |  |  |  |  | 2024
67008 | MISO | River Fork Solar, LLC | 65934 | River Fork Solar, LLC | 42.2813 | -84.7556 | 28 Mile Road, Sheridan Townshi | Albion | MI | 10017 | Calhoun | RFC | MISO | Midcontinent Independent Transmission System Operator, Inc.. | Solar | Solar Photovoltaic | 1 | RFSLR | 149 | 149 | 149 | NR | IPP Non-CHP | 34.5 | Q |  |  |  |  | 208 | Y | [5 empty] | 2024
67009 | MISO | Preston Garden (CSG) | 65935 | Preston Garden LLC | 44.5359 | -94.9113 | 38113 HWY 19 | Franklin | MN | 55333 | Renville | MRO | MISO | Midcontinent Independent Transmission System Operator, Inc.. | Solar | Solar Photovoltaic | 1 | PRSTN | 1 | 1 | 1 | NR | IPP Non-CHP | 480 | Q |  |  |  |  | 1.4 | Y | Y |  |  |  |  | 2024
67025 | SPP | Osawatomie Solar | 22500 | Evergy Kansas Central, Inc | 38.5215 | -94.9382 | TBD | Osawatomie | KS | 66064 | Miami | MRO | SWPP | Southwest Power Pool | Solar | Solar Photovoltaic | 1 | PV | 4.9 | 4.9 | 4.9 | RE | Electric Utility | 12.47 | I |  |  |  |  | 6.42 | Y | Y |  |  |  |  | 2024
67026 | WECC | Roundhouse Renewable Energy II | 65948 | Roundhouse Renewable Energy II, LLC | 41.0547 | -104.9954 | 939 I-80 Service Road | Granite | WY | 82059 | Laramie | WECC | WACM | Western Area Power Administration - Rocky Mountain Region | Wind | Onshore Wind Turbine | 1 | RHII | 105.7 | 105.7 | 105.7 | NR | IPP Non-CHP | 115 | Q |  | 38 | GE | 291 | [7 empty] | 2023
67027 | PJM | Energy Developments, Hancock | 55858 | Energy Developments, Inc d/b/a EDL | 41.0657 | -83.4095 | 3574 TR 142 | Findlay | OH | 45840 | Hancock | RFC | PJM | PJM Interconnection, LLC | Other | Landfill Gas | 4 | GEN1; GEN2; GEN3; GEN4 | 3.2 | 3.2 | 3.2 | NR | IPP Non-CHP | 124.7 | Q | [11 empty] | 2014
67028 | PJM | Randolf Solar | 65951 | Randolf Solar Partners LLC | 38.7451 | -78.6752 | 332 Walker Road | Mount Jackson | VA | 22842 | Shenandoah | SERC | PJM | PJM Interconnection, LLC | Solar | Solar Photovoltaic | 1 | METER | 3.2 | 2.6 | 2.1 | NR | IPP Non-CHP | 24.9 | Q |  |  |  |  | 4.2 | Y | [5 empty] | 2024
67030 | WECC | Elkhorn Dairy | 65949 | Bravo REC Management LLC | 36.4723 | -119.3467 | 10400 Avenue 368 | Visalia | CA | 93292 | Tulare | WECC | CISO | California Independent System Operator | Solar | Solar Photovoltaic | 1 | ELKHO | 1 | 0.9 | 0.4 | NR | Industrial Non-CHP | 480 | IND |  |  |  |  | 1.2 | Y | [5 empty] | 2009
67036 | PJM | Davistown-Mercer | 13683 | North Carolina El Member Corp | 35.8442 | -77.6127 | 1856 Davistown-Mercer Road | Pinetops | NC | 27864 | Edgecombe | SERC | PJM | PJM Interconnection, LLC | Battery | Batteries | 1 | BAT1 | 2.5 | 2.5 | 2.5 | RE | Electric Utility | 13.2 | C | [7 empty] | 5 | 2.5 | 2.5 | LIB | 2024
67037 | PJM | Medoc | 13683 | North Carolina El Member Corp | 36.248 | -77.8502 | 2832 Medoc Mountain Road | Enfield | NC | 27823 | Halifax | SERC | PJM | PJM Interconnection, LLC | Battery | Batteries | 1 | BAT1 | 2.5 | 2.5 | 2.5 | RE | Electric Utility | 12.47 | C | [7 empty] | 5 | 2.5 | 2.5 | LIB | 2024
67050 | PJM | Elizabeth Seaport Bldg A Solar | 65869 | Prologis Logistics Services Incorporated | 40.668 | -74.167 | 20 North Avenue East | Elizabeth | NJ | 7201 | Union | RFC | PJM | PJM Interconnection, LLC | Solar | Solar Photovoltaic | 1 | NJ701 | 1.5 | 1.5 | 1.5 | NR | IPP Non-CHP | 480 | Q |  |  |  |  | 2 | [6 empty] | 2022
67054 | MISO | Trimbelle (Pierce Pepin) | 60025 | Greenbacker Renewable Energy Corporation | 44.6252 | -92.5757 | N 2335 County Rd K | Hager City | WI | 54014 | Pierce | MRO | MISO | Midcontinent Independent Transmission System Operator, Inc.. | Solar | Solar Photovoltaic | 1 | 705 | 2 | 2 | 2 | NR | IPP Non-CHP | 12.5 | Q |  |  |  |  | 2.3 | [6 empty] | 2024
67055 | MISO | Ogema | 60025 | Greenbacker Renewable Energy Corporation | 45.448 | -90.3284 | N 1986 Ten Crossing Road | Ogema | WI | 54459 | Price | MRO | MISO | Midcontinent Independent Transmission System Operator, Inc.. | Solar | Solar Photovoltaic | 1 | 706 | 1.4 | 1.4 | 1.4 | NR | IPP Non-CHP | 12.5 | Q |  |  |  |  | 1.82 | [6 empty] | 2024
67056 | MISO | Ledgeview | 60025 | Greenbacker Renewable Energy Corporation | 43.7798 | -88.3465 | W 3850 State Road 23 | Fond du Lac | WI | 54935 | Fond Du Lac | RFC | MISO | Midcontinent Independent Transmission System Operator, Inc.. | Solar | Solar Photovoltaic | 1 | 708 | 5 | 5 | 5 | NR | IPP Non-CHP | 12.5 | Q |  |  |  |  | 6.18 | [6 empty] | 2024
67057 | MISO | Wolf River (Chipewa 1) | 60025 | Greenbacker Renewable Energy Corporation | 44.9505 | -90.9643 | 804 Janicki Road | Stanley | WI | 54768 | Chippewa | MRO | MISO | Midcontinent Independent Transmission System Operator, Inc.. | Solar | Solar Photovoltaic | 1 | 707 | 1.5 | 1.5 | 1.5 | NR | IPP Non-CHP | 12.5 | Q |  |  |  |  | 1.75 | [6 empty] | 2024
67060 | PJM | C&B Graham Energy, LLC | 64994 | SolRiver Capital LLC | 39.8197 | -86.4585 | 4289 E County Road 400 N | Danville | IN | 46122 | Hendricks | RFC | PJM | PJM Interconnection, LLC | Solar | Solar Photovoltaic | 1 | PV1 | 7 | 7 | 7 | NR | IPP Non-CHP | 25 | Q |  |  |  |  | 10.2 | Y | [5 empty] | 2023
67062 | PJM | Cranbury 0210 Solar | 65869 | Prologis Logistics Services Incorporated | 40.302 | -74.496 | 66 Station Road | Cranbury | NJ | 8512 | Mercer | RFC | PJM | PJM Interconnection, LLC | Solar | Solar Photovoltaic | 1 | CJ210 | 1 | 1 | 1 | NR | IPP Non-CHP | 480 | Q |  |  |  |  | 1.4 | [6 empty] | 2021
67063 | PJM | Ports Newark 8201 Solar | 65869 | Prologis Logistics Services Incorporated | 40.6916 | -74.1965 | 160 Mt. Olivet Avenue | Newark | NJ | 7114 | Essex | RFC | PJM | PJM Interconnection, LLC | Solar | Solar Photovoltaic | 1 | NJ201 | 1.4 | 1.4 | 1.4 | NR | IPP Non-CHP | 480 | Q |  |  |  |  | 1.9 | [6 empty] | 2022
67064 | PJM | Ports Jersey City Solar | 65869 | Prologis Logistics Services Incorporated | 40.734 | -74.087 | 255 Route 1 & 9 | Jersey City | NJ | 7306 | Hudson | RFC | PJM | PJM Interconnection, LLC | Solar | Solar Photovoltaic | 1 | NJ001 | 3 | 3 | 3 | NR | IPP Non-CHP | 480 | Q |  |  |  |  | 4.2 | [6 empty] | 2020
67065 | PJM | Lister Avenue Solar | 65869 | Prologis Logistics Services Incorporated | 40.7394 | -74.1381 | 78 Lister Ave | Newark | NJ | 7105 | Essex | RFC | PJM | PJM Interconnection, LLC | Solar | Solar Photovoltaic | 1 | NJ401 | 2 | 2 | 2 | NR | IPP Non-CHP | 480 | Q |  |  |  |  | 3 | [6 empty] | 2022
67066 | PJM | Edison 7205 Solar | 65869 | Prologis Logistics Services Incorporated | 40.53 | -74.402 | 47 Brunswick Avenue | Edison | NJ | 8817 | Middlesex | RFC | PJM | PJM Interconnection, LLC | Solar | Solar Photovoltaic | 1 | NJ205 | 1.4 | 1.4 | 1.4 | NR | IPP Non-CHP | 480 | Q |  |  |  |  | 1.9 | [6 empty] | 2022
67067 | PJM | Edison 0308 Solar | 65869 | Prologis Logistics Services Incorporated | 40.53 | -74.387 | 27 Talmadge Ave | Edison | NJ | 8817 | Middlesex | RFC | PJM | PJM Interconnection, LLC | Solar | Solar Photovoltaic | 1 | CJ308 | 2.5 | 2.5 | 2.5 | NR | IPP Non-CHP | 480 | Q |  |  |  |  | 4 | [6 empty] | 2022
67068 | PJM | Port Reading 8 Solar | 65869 | Prologis Logistics Services Incorporated | 40.565 | -74.218 | 580 Port Carteret Drive | Carteret | NJ | 7008 | Middlesex | RFC | PJM | PJM Interconnection, LLC | Solar | Solar Photovoltaic | 1 | NJ008 | 1.4 | 1.4 | 1.4 | NR | IPP Non-CHP | 480 | Q |  |  |  |  | 2 | [6 empty] | 2022
67069 | WECC | IPC 25 Solar | 65869 | Prologis Logistics Services Incorporated | 37.7392 | -121.5369 | 1015 Promontory Parkway | Tracy | CA | 95377 | San Joaquin | WECC | CISO | California Independent System Operator | Solar | Solar Photovoltaic | 1 | CV525 | 2.4 | 2.4 | 2.4 | NR | IPP Non-CHP | 480 | Q |  |  |  |  | 3.1 | [6 empty] | 2024
67070 | PJM | Interstate 3 Solar | 65869 | Prologis Logistics Services Incorporated | 40.397 | -74.45 | 115 Interstate Boulevard | South Brunswick | NJ | 8831 | Middlesex | RFC | PJM | PJM Interconnection, LLC | Solar | Solar Photovoltaic | 1 | CJ903 | 1.5 | 1.5 | 1.5 | NR | IPP Non-CHP | 480 | Q |  |  |  |  | 2 | [6 empty] | 2022
67071 | MISO | Sunlight Road Solar | 65970 | Sunlight Road Solar, LLC | 30.7818 | -90.2174 | 18020 Sunlight Road | Franklinton | LA | 70438 | Washington | SERC | MISO | Midcontinent Independent Transmission System Operator, Inc.. | Solar | Solar Photovoltaic | 1 | SRS | 50 | 50 | 50 | NR | IPP Non-CHP | 115 | Q |  |  |  |  | 68.6 | Y | [5 empty] | 2024
67072 | PJM | Small Mouth Bass Solar | 65954 | Small Mouth Bass Solar Partners LLC | 37.9063 | -79.4039 | 210 Walkers Creek Road | Rockbridge Baths | VA | 24473 | Rockbridge | SERC | PJM | PJM Interconnection, LLC | Solar | Solar Photovoltaic | 1 | METER | 2.5 | 2.4 | 1.2 | NR | IPP Non-CHP | 12.47 | Q |  |  |  |  | 2.9 | Y | [5 empty] | 2024
67073 | WECC | Case Vander Eyk, Jr Dairy Solar | 65949 | Bravo REC Management LLC | 35.9728 | -119.3943 | 9993 Road 80 B | Pixley | CA | 93256 | Tulare | WECC | CISO | California Independent System Operator | Solar | Solar Photovoltaic | 1 | CEYK | 1.2 | 1.1 | 0.7 | NR | Industrial Non-CHP | 480 | IND |  |  |  |  | 1.3 | Y | [5 empty] | 2023
67074 | PJM | Heimlich Solar | 65953 | Heimlich Solar Partners LLC | 38.7956 | -75.6061 | 13831 Mile Stretch Road | Greenwood | DE | 19950 | Sussex | RFC | PJM | PJM Interconnection, LLC | Solar | Solar Photovoltaic | 1 | METER | 4.5 | 4.3 | 2.9 | NR | IPP Non-CHP | 12.47 | Q |  |  |  |  | 5.9 | Y | [5 empty] | 2024
67077 | SPP | BESSP1, LLC. | 65980 | BESSP1, LLC. | 33.6956 | -101.9707 | 6904 FM 1294 | Shallowater | TX | 79363 | Lubbock | TRE | SWPP | Southwest Power Pool | Solar | Solar Photovoltaic | 1 | S-1 | 4.4 | 4.4 | 4.4 | NR | IPP Non-CHP | 12.47 | Q |  |  |  |  | 5.8 | Y | [5 empty] | 2023
67084 | PJM | Buckeye Power Inc. | 65988 | Township Road 215 Solar Project 2021, LLC | 41.0605 | -83.5544 | US-224 & Township Rd 215 | Marion | OH | 45840 | Hancock | RFC | PJM | PJM Interconnection, LLC | Solar | Solar Photovoltaic | 1 | P4389 | 2 | 2 | 2 | NR | IPP Non-CHP | 12.5 | Q |  |  |  |  | 2.7 | [6 empty] | 2022
67089 | MISO | Cedar Rapids Community Solar | 9417 | Interstate Power and Light Co | 41.9562 | -91.6936 | 1445 Wilson Ave SW | Cedar Rapids | IA | 52404 | Linn | MRO | MISO | Midcontinent Independent Transmission System Operator, Inc.. | Solar | Solar Photovoltaic | 1 | PV1 | 4.5 | 4.5 | 4.5 | RE | Electric Utility | 12.47 | I |  |  |  |  | 5.6 | Y | [5 empty] | 2024
67091 | WECC | Yellow Pine II | 65968 | Yellow Pine Solar II, LLC | 36.0755 | -115.7913 | 6901 Tecopa Road | Enterprise | NV | 89124 | Clark | WECC | NEVP | Nevada Power Company | Mixed | Batteries; Solar Photovoltaic | 4 | YP2AB; YP2AP; YP2BB; YP2BP | 210 | 210 | 210 | NR | IPP Non-CHP | 230 | Q |  |  |  |  | 175 | Y |  | 340 | 65.8 | 65.8 | LIB | 2024
67092 | WECC | Paulsell | 65965 | Crow Creek Solar, LLC | 37.3741 | -121.1352 | 22851 Davis Road | Crows Landing | CA | 95313 | Stanislaus | WECC | CISO | California Independent System Operator | Mixed | Batteries; Solar Photovoltaic | 2 | PSLBA; PSLPV | 35 | 35 | 35 | NR | IPP Non-CHP | 60 | Q |  |  |  |  | 20.1 | Y |  | 60 | 15 | 15 | LIB | 2024
67093 | WECC | Mojave 16/17/18 BESS | 65552 | Terra-Gen Operating Co-BESS 2 | 35.0442 | -118.2756 | 8017 Oak Creek Road | Mojave | CA | 93501 | Kern | WECC | CISO | California Independent System Operator | Battery | Batteries | 1 | GEN 1 | 77 | 70.6 | 70.6 | NR | IPP Non-CHP | 230 | Q | [7 empty] | 77 | 77 | 77 | LIB | 2020
67096 | MISO | Fareway Customer Hosted 1 MW Solar | 9417 | Interstate Power and Light Co | 42.0632 | -93.8566 | 2300 Industrial Park Rd | Boone | IA | 50036 | Boone | MRO | MISO | Midcontinent Independent Transmission System Operator, Inc.. | Solar | Solar Photovoltaic | 1 | PV1 | 1 | 1 | 1 | RE | Electric Utility | 12.47 | I |  |  |  |  | 1.3 | [6 empty] | 2024
67097 | MISO | Hy-Vee Customer Hosted 2.25MW Solar | 9417 | Interstate Power and Light Co | 41.0356 | -93.331 | 21820 495th St. | Chariton | IA | 50049 | Lucas | MRO | MISO | Midcontinent Independent Transmission System Operator, Inc.. | Solar | Solar Photovoltaic | 1 | PV1 | 2.3 | 2.3 | 2.3 | RE | Electric Utility | 13.2 | I |  |  |  |  | 2.9 | [6 empty] | 2024
67098 | MISO | ISU Customer Hosted 1MW Solar Project | 9417 | Interstate Power and Light Co | 41.9792 | -93.6562 | 52166 260th Street | Ames | IA | 50014 | Story | MRO | MISO | Midcontinent Independent Transmission System Operator, Inc.. | Solar | Solar Photovoltaic | 1 | PV1 | 1.4 | 1.4 | 1.4 | RE | Electric Utility | 12.47 | I |  |  |  |  | 1.8 | [6 empty] | 2024
67099 | MISO | Perry Customer Hosted 1MW Solar Project | 9417 | Interstate Power and Light Co | 41.8435 | -94.1203 | 1520 W 10th Street | Perry | IA | 50220 | Dallas | MRO | MISO | Midcontinent Independent Transmission System Operator, Inc.. | Solar | Solar Photovoltaic | 1 | PV1 | 1 | 1 | 1 | RE | Electric Utility | 24.9 | I |  |  |  |  | 1.3 | [6 empty] | 2024
67100 | MISO | Byrne Solar, LLC | 65880 | Byrne Solar, LLC | 43.0443 | -85.3902 | 11425 5 Mile Rd NE | Lowell | MI | 49331 | Kent | RFC | MISO | Midcontinent Independent Transmission System Operator, Inc.. | Solar | Solar Photovoltaic | 1 | BYR05 | 5 | 5 | 5 | NR | IPP Non-CHP | 24.9 | Q |  |  |  |  | 6.7 | Y | [5 empty] | 2023
67101 | MISO | Lightfoot Solar, LLC | 65881 | Lightfoot Solar, LLC | 44.6365 | -84.1714 | 1634 Mishler Rd | Luzerne | MI | 49331 | Oscoda | RFC | MISO | Midcontinent Independent Transmission System Operator, Inc.. | Solar | Solar Photovoltaic | 1 | LTF10 | 10 | 10 | 10 | NR | IPP Non-CHP | 24.9 | Q |  |  |  |  | 13.6 | Y | [5 empty] | 2023
67102 | MISO | Shipsterns Solar, LLC | 65882 | Shipsterns Solar, LLC | 42.2996 | -84.757 | 15620 28 Mile Road | Albion | MI | 49224 | Calhoun | RFC | MISO | Midcontinent Independent Transmission System Operator, Inc.. | Solar | Solar Photovoltaic | 1 | SHP20 | 20 | 20 | 20 | NR | IPP Non-CHP | 46 | Q |  |  |  |  | 27.9 | Y | [5 empty] | 2023
67103 | MISO | Willford Solar, LLC | 65883 | Willford Solar, LLC | 43.9885 | -84.5223 | 3852 Willford Road | Gladwin | MI | 48624 | Gladwin | RFC | MISO | Midcontinent Independent Transmission System Operator, Inc.. | Solar | Solar Photovoltaic | 1 | WIL20 | 20 | 20 | 20 | NR | IPP Non-CHP | 46 | Q |  |  |  |  | 28 | Y | [5 empty] | 2023
67104 | MISO | Bayou Galion Solar Project | 66001 | Bayou Galion Solar Project, LLC | 32.7975 | -91.7841 | 11175 Wilmot Highway | Mer Rouge | LA | 71261 | Morehouse Parish | SERC | MISO | Midcontinent Independent Transmission System Operator, Inc.. | Solar | Solar Photovoltaic | 1 | BAYOU | 98.1 | 98.1 | 98.1 | NR | IPP Non-CHP | 115 | Q | EES.BAYOU |  |  |  | 127.41 | Y | Y |  |  |  |  | 2024
67106 | PJM | Gooseberry Solar, LLC | 66003 | Reactivate | 41.5208 | -87.5723 | 1788 E Joe Orr Road | Ford Heights | IL | 60411 | Cook | RFC | PJM | PJM Interconnection, LLC | Solar | Solar Photovoltaic | 1 | GEN1 | 2 | 2 | 2 | NR | IPP Non-CHP | 46 | Q |  |  |  |  | 2.9 | Y | [5 empty] | 2024
67107 | PJM | Monee Solar 1, LLC | 66003 | Reactivate | 41.3832 | -87.7751 | 6214 Offner Road | Peotone | IL | 60468 | Will | RFC | PJM | PJM Interconnection, LLC | Solar | Solar Photovoltaic | 1 | GEN1 | 2 | 2 | 2 | NR | IPP Non-CHP | 46 | Q |  |  |  |  | 2.7 | Y | [5 empty] | 2024
67108 | PJM | Mulberry Solar, LLC | 66003 | Reactivate | 38.729 | -90.135 | 3491 Century Drive | Granite City | IL | 62040 | Madison | SERC | PJM | PJM Interconnection, LLC | Solar | Solar Photovoltaic | 1 | GEN1 | 2 | 2 | 2 | NR | IPP Non-CHP | 46 | Q |  |  |  |  | 2.9 | Y | [5 empty] | 2024
67114 | PJM | Torrence Ave Solar 1 LLC | 66003 | Reactivate | 41.496 | -87.56 | 21944 Torrence Ave. | Chicago Heights | IL | 60411 | Cook | RFC | PJM | PJM Interconnection, LLC | Solar | Solar Photovoltaic | 1 | GEN1 | 2 | 2 | 2 | NR | IPP Non-CHP | 46 | Q |  |  |  |  | 2.9 | Y | [5 empty] | 2024
67115 | PJM | North Cottage Grove Solar 1, LLC | 66003 | Reactivate | 41.5264 | -87.6008 | 20292 Cottage Grove Avenue | Chicago Heights | IL | 60411 | Cook | RFC | PJM | PJM Interconnection, LLC | Solar | Solar Photovoltaic | 1 | GEN1 | 2 | 2 | 2 | NR | IPP Non-CHP | 46 | Q |  |  |  |  | 2.8 | Y | [5 empty] | 2024
67121 | PJM | Bay Avenue CDG | 60268 | Hartz Solar, LLC | 40.6798 | -74.1655 | 201 Bay Avenue | Elizabeth | NJ | 7201 | Union | RFC | PJM | PJM Interconnection, LLC | Solar | Solar Photovoltaic | 1 | BAYCS | 3 | 3 | 2.3 | NR | Commercial Non-CHP | 13.2 | COM |  |  |  |  | 3.9 | [6 empty] | 2023
67122 | SPP | BRIGHT Battery | 14127 | Omaha Public Power District | 40.8714 | -96.179 | 4950 Hwy 50 | Weeping Water | NE | 68463 | Cass | MRO | SWPP | Southwest Power Pool | Battery | Batteries | 1 | 1 | 1 | 1 | 1 | RE | Electric Utility | 13.8 | P | [7 empty] | 2.4 | 1 | 1 | LIB | 2023
67137 | PJM | Great Cove Solar II | 64904 | AES Clean Energy | 39.9016 | -77.8682 | 1101 McDowell Road | Saint Thomas | PA | 17252 | Franklin | RFC | PJM | PJM Interconnection, LLC | Solar | Solar Photovoltaic | 1 | GC2 | 150 | 150 | 150 | NR | IPP Non-CHP | 138 | Q |  |  |  |  | 178.6 | Y | Y |  |  |  |  | 2023
67138 | PJM | White Stone Ocran Solar LLC Community So | 65677 | Dimension Energy LLC | 37.6529 | -76.3888 | 151 Rappahannock Drive | White Stone | VA | 22578 | Lancaster | SERC | PJM | PJM Interconnection, LLC | Solar | Solar Photovoltaic | 1 | WHITE | 5 | 5 | 5 | NR | IPP Non-CHP | 13.2 | Q |  |  |  |  | 6.99 | Y | [5 empty] | 2024
67139 | PJM | Prince Edward CSG LLC | 65677 | Dimension Energy LLC | 37.2259 | -78.6877 | 14100 Thomas Jefferson Highway | Pamplin | VA | 23958 | Prince Edward | SERC | PJM | PJM Interconnection, LLC | Solar | Solar Photovoltaic | 1 | PRINC | 4 | 4 | 4 | NR | IPP Non-CHP | 34.5 | Q |  |  |  |  | 5.1 | Y | [5 empty] | 2024
67140 | MISO | Pleasant Creek Unit 1 | 9417 | Interstate Power and Light Co | 42.1044 | -91.7826 | 3300 DAEC Road | Palo | IA | 52324 | Linn | MRO | MISO | Midcontinent Independent Transmission System Operator, Inc.. | Solar | Solar Photovoltaic | 1 | PV1 | 50 | 50 | 50 | RE | Electric Utility | 161 | I | ALTW.DASOLAR1 |  |  |  | 62.5 | Y | [5 empty] | 2024
67145 | PJM | Union Bridge Solar | 58871 | Citizens Enterprises Corporation | 39.563 | -77.183 | 536 green Valley Road | Union Bridge | MD | 21791 | Carroll | RFC | PJM | PJM Interconnection, LLC | Solar | Solar Photovoltaic | 1 | PV1 | 8.2 | 8.2 | 8.2 | NR | IPP Non-CHP | 34.5 | Q |  |  |  |  | 10.7 |  | Y |  |  |  |  | 2022
67147 | WECC | South Cheyenne Solar | 17650 | Southern Power Co | 41.0272 | -104.776 | 154 US-85 | South Greeley | WY | 82007 | Laramie | WECC | WACM | Western Area Power Administration - Rocky Mountain Region | Solar | Solar Photovoltaic | 1 | SCHY | 150 | 150 | 150 | NR | IPP Non-CHP | 115 | I |  |  |  |  | 165.6 | Y | [5 empty] | 2024
67159 | MISO | Liberty County Solar Project | 65874 | Liberty County Solar Project, LLC | 29.9589 | -94.8505 | 8240 FM 1409 | Dayton | TX | 77535 | Liberty | MRO | MISO | Midcontinent Independent Transmission System Operator, Inc.. | Solar | Solar Photovoltaic | 1 | LIBCO | 109.9 | 100 | 100 | NR | IPP Non-CHP | 138 | Q | EES.LIBERTY |  |  |  | 134.1 | Y | Y |  |  |  |  | 2024
67160 | WECC | Springfield Wind | 712 | Arkansas River Power Authority | 37.2144 | -102.3933 | 25400 County Rd 24.3 | Springfield | CO | 81073 | Baca | WECC | PSCO | Public Service Company of Colorado | Wind | Onshore Wind Turbine | 1 | T1S | 1.5 | 1.5 | 1.5 | RE | Electric Utility | 69 | P |  | 1 | GE | 262.5 | [7 empty] | 2004
67161 | PJM | Oak Solar | 66043 | Oak Solar LLC | 36.5265 | -77.774 | 146 Summit Trail | Gaston | NC | 27832 | Northampton | SERC | PJM | PJM Interconnection, LLC | Solar | Solar Photovoltaic | 1 | OAK | 120 | 120 | 120 | NR | IPP Non-CHP | 230 | Q | OAKSP-34.5 KV-OAKSP |  |  |  | 201 | [6 empty] | 2023
67163 | PJM | Auburn Renewables LLC | 66034 | Auburn Renewables, LLC | 41.343 | -85.092 | 5151 County Rd 19 | Garrett | IN | 46738 | Dekalb | RFC | PJM | PJM Interconnection, LLC | Solar | Solar Photovoltaic | 1 | AUBRN | 11 | 11 | 11 | NR | IPP Non-CHP | 69 | Q |  |  |  |  | 14.7 | [6 empty] | 2022
67167 | MISO | Louise Solar | 62759 | National Grid Renewables | 43.562 | -92.683 | 13850 680th Ave | Taopi | MN | 55877 | Mower | MRO | MISO | Midcontinent Independent Transmission System Operator, Inc.. | Solar | Solar Photovoltaic | 1 | LSSLR | 50 | 50 | 50 | NR | IPP Non-CHP | 161 | Q |  |  |  |  | 67.2 | Y | [5 empty] | 2024
67168 | MISO | Fillmore County Solar Project | 62759 | National Grid Renewables | 43.552 | -92.357 | 14868 140th St | Spring Valley | MN | 55975 | Fillmore | MRO | MISO | Midcontinent Independent Transmission System Operator, Inc.. | Solar | Solar Photovoltaic | 1 | FILCO | 45 | 45 | 45 | NR | IPP Non-CHP | 69 | Q |  |  |  |  | 58.5 | Y | [5 empty] | 2024
67170 | WECC | Amazon SAN3 Solar Project | 66050 | Solar Star Prime 4 LLC | 32.5662 | -116.9335 | 6971 Otay Mesa Rd | San Diego | CA | 92154 | San Diego | WECC | CISO | California Independent System Operator | Mixed | Batteries; Solar Photovoltaic | 2 | ASBA; ASSP | 7 | 7 | 6.3 | NR | IPP Non-CHP | 12 | Q |  |  |  |  | 5.6 |  |  | 8.9 | 2.4 | 2.4 | LIB | 2024
67171 | PJM | Foxhound | 66049 | Foxhound Solar, LLC | 36.8759 | -78.7419 | 3092 Green Valley Rd | Clover | VA | 24534 | Halifax | SERC | PJM | PJM Interconnection, LLC | Solar | Solar Photovoltaic | 1 | F2024 | 83 | 83 | 83 | NR | IPP Non-CHP | 230 | I |  |  |  |  | 108 | Y | [5 empty] | 2024
67172 | PJM | Colice Hall Solar | 66055 | Colice Hall Solar LLC | 36.3233 | -77.0101 | 146 W Modlin Road | Ahoskie | NC | 27910 | Hertford | SERC | PJM | PJM Interconnection, LLC | Solar | Solar Photovoltaic | 1 | COLIC | 17 | 17 | 17 | NR | IPP Non-CHP | 34.5 | Q |  |  |  |  | 26 | [6 empty] | 2023
67176 | WECC | Chevelon Butte Phase 2 | 64904 | AES Clean Energy | 34.6821 | -110.803 | Arizona Highway 99 | Winslow | AZ | 86047 | Coconino | WECC | AZPS | Arizona Public Service Company | Wind | Onshore Wind Turbine | 1 | CHVB2 | 216 | 216 | 216 | NR | IPP Non-CHP | 345 | Q |  | 48 | Vestas | 394 | [7 empty] | 2024
67178 | WECC | Mohave Energy - Hybrid | 66056 | Mohave Energy | 34.9933 | -114.5484 | 2928 E Joy Ln | Fort Mohave | AZ | 86426 | Mohave | WECC | WALC | Western Area Power Administration - Desert Southwest Region | Mixed | Batteries; Solar Photovoltaic | 2 | MEBA; MEPV | 32.6 | 32.6 | 32.6 | RE | Electric Utility | 24.9 | Q |  |  |  |  | 23.3 | Y |  | 60 | 15 | 15 | LIB | 2023
67179 | WECC | Cabrillo College | 62856 | Forefront Power, LLC | 36.9875 | -121.9224 | 6500 Soquel Dr | Aptos | CA | 95003 | Santa Cruz | WECC | CISO | California Independent System Operator | Solar | Solar Photovoltaic | 1 | 19038 | 2.4 | 2.4 | 2.4 | NR | IPP Non-CHP | 21 | Q |  |  |  |  | 3 | [6 empty] | 2023
67180 | PJM | Oaks Landfill - ANEM | 60025 | Greenbacker Renewable Energy Corporation | 39.1937 | -77.1187 | 6001 Olney Laytonsville Rd | Gaithersburg | MD | 20882 | Montgomery | RFC | PJM | PJM Interconnection, LLC | Solar | Solar Photovoltaic | 1 | 882 | 2 | 2 | 2 | NR | IPP Non-CHP | 15 | Q |  |  |  |  | 2.77 | [6 empty] | 2024
67190 | WECC | Franklin Solar Hybrid | 66071 | Franklin Solar Idaho | 42.2042 | -114.6099 | 1640 US 93 | Twin Falls | ID | 83301 | Twin Falls | WECC | IPCO | Idaho Power Company | Solar | Solar Photovoltaic | 1 | FRKLN | 100 | 100 | 100 | NR | IPP Non-CHP | 345 | Q |  |  |  |  | 130 | Y | [5 empty] | 2024
67193 | WECC | Anticline Wind | 66072 | Anticline Wind, LLC | 43.1461 | -106.3473 | 18500 Twenty Mile Hill Road | Casper | WY | 82601 | Natrona | WECC | WACM | Western Area Power Administration - Rocky Mountain Region | Wind | Onshore Wind Turbine | 1 | AC | 124.3 | 124.3 | 124.3 | NR | IPP Non-CHP | 230 | Q |  | 38 | GE | 322 | [7 empty] | 2024
67196 | MISO | Tyto Solar | 11479 | Madison Gas & Electric Co | 42.9877 | -89.378 | 4896 Irish Lane | Fitchburg | WI | 53713 | Dane | MRO | MISO | Midcontinent Independent Transmission System Operator, Inc.. | Solar | Solar Photovoltaic | 1 | 1 | 6 | 6 | 6 | RE | Electric Utility | 13.8 | I | MGE.TYTO |  |  |  | 7.2 | Y | [5 empty] | 2024
67198 | PJM | N Solon Road (South) | 60025 | Greenbacker Renewable Energy Corporation | 42.4613 | -88.2794 | 9403 North Solon Road | Richmond | IL | 60071 | McHenry | RFC | PJM | PJM Interconnection, LLC | Solar | Solar Photovoltaic | 1 | 678 | 2 | 2 | 2 | NR | IPP Non-CHP | 12.5 | Q |  |  |  |  | 3.03 | Y | [5 empty] | 2024
67199 | MISO | Morey Road | 60025 | Greenbacker Renewable Energy Corporation | 44.2733 | -85.208 | 5731 Workman Road | Lake City | MI | 49651 | Missaukee | RFC | MISO | Midcontinent Independent Transmission System Operator, Inc.. | Solar | Solar Photovoltaic | 1 | 641 | 2 | 2 | 2 | NR | IPP Non-CHP | 15.3 | Q |  |  |  |  | 2.79 | [6 empty] | 2024
67200 | PJM | Lake City | 60025 | Greenbacker Renewable Energy Corporation | 44.2896 | -85.2145 | 3371 South Morey Road | Lake City | MI | 49651 | Missaukee | RFC | PJM | PJM Interconnection, LLC | Solar | Solar Photovoltaic | 1 | 642 | 2 | 2 | 2 | NR | IPP Non-CHP | 12 | Q |  |  |  |  | 2.8 | [6 empty] | 2024
67201 | WECC | DIA 9 | 60025 | Greenbacker Renewable Energy Corporation | 39.8467 | -104.6643 | 27825 E 114th Ave | Denver | CO | 80249 | Adams | WECC | PSCO | Public Service Company of Colorado | Solar | Solar Photovoltaic | 1 | 724 | 9.8 | 9.8 | 9.8 | NR | IPP Non-CHP | 24.9 | Q |  |  |  |  | 12.72 | Y | [5 empty] | 2024
67214 | PJM | Jade Meadow LLC | 66099 | Jade Meadow LLC | 39.598 | -78.951 | 20100 Klondike Road SW | Midland | MD | 21542 | Allegany | RFC | PJM | PJM Interconnection, LLC | Solar | Solar Photovoltaic | 1 | JMS01 | 19.8 | 19.8 | 19.8 | NR | IPP Non-CHP | 34.5 | Q |  |  |  |  | 26.8 | [6 empty] | 2024
67225 | PJM | Amherst Solar Facility (VA) | 733 | Appalachian Power Co | 37.5536 | -79.0173 | 1060 Union Hill Rd | Amherst | VA | 24521 | Amherst | SERC | PJM | PJM Interconnection, LLC | Solar | Solar Photovoltaic | 1 | 1 | 4.9 | 4.9 | 4.9 | RE | Electric Utility | 12.47 | I |  |  |  |  | 7.5 | [6 empty] | 2023
67235 | PJM | Cunningham Solar LLC | 61230 | Arevon Energy, Inc. | 37.8893 | -78.323 | 256 South Boston Road | Palmyra | VA | 22963 | Fluvanna | SERC | PJM | PJM Interconnection, LLC | Solar | Solar Photovoltaic | 1 | 11111 | 5 | 4.9 | 3.5 | NR | IPP Non-CHP | 22.9 | Q |  |  |  |  | 6.5 | [6 empty] | 2023
67238 | WECC | SF Auto T1 | 66117 | Autoliv ASP, Inc. | 41.7307 | -112.1796 | 1360 North 1000 West | Tremonton | UT | 84337 | Box Elder | WECC | WACM | Western Area Power Administration - Rocky Mountain Region | Solar | Solar Photovoltaic | 1 | SFAT1 | 3.1 | 3.1 | 2.3 | NR | Industrial Non-CHP | 12.47 | IND |  |  |  |  | 4 | Y | [5 empty] | 2023
67239 | PJM | Fox Squirrel Solar | 57170 | EDF Renewable Asset Holdings, Inc. | 39.7775 | -83.3671 | 10256 Van Wagener Rd | Mt Sterling | OH | 43143 | Madison | RFC | PJM | PJM Interconnection, LLC | Solar | Solar Photovoltaic | 1 | FOX01 | 577 | 577 | 577 | NR | IPP Non-CHP | 350 | Q |  |  |  |  | 753 | Y | [5 empty] | 2023
67243 | PJM | Tom's River (Lowes) | 65043 | Madison Energy Investments LLC | 39.989 | -74.173 | 1375 Hooper Ave | Toms River | NJ | 8753 | Ocean | RFC | PJM | PJM Interconnection, LLC | Solar | Solar Photovoltaic | 1 | TRPV1 | 1 | 1 | 1 | NR | IPP Non-CHP | 12.5 | Q |  |  |  |  | 1.3 | [6 empty] | 2023
67244 | PJM | Minster 3 | 65043 | Madison Energy Investments LLC | 40.39 | -84.398 | 2768 Minster-Fort Recovery Rd | Minster | OH | 45865 | Auglaize | RFC | PJM | PJM Interconnection, LLC | Solar | Solar Photovoltaic | 1 | MN3PV | 1 | 1 | 1 | NR | IPP Non-CHP | 12.5 | Q |  |  |  |  | 1.2 | [6 empty] | 2022
67247 | WECC | Mesa Wind Repower | 66119 | Mesa Wind Repower | 33.9461 | -116.6769 | 11814 Desert View Avenue | Whitewater | CA | 92282 | Riverside | WECC | CISO | California Independent System Operator | Wind | Onshore Wind Turbine | 1 | MESA | 30 | 30 | 30 | NR | IPP Non-CHP | 115 | Q |  | 8 | Vestas | 300 | [7 empty] | 2024
67256 | MISO | Lobelia 1 | 60025 | Greenbacker Renewable Energy Corporation | 42.4621 | -88.6119 | 21068 Oak Grove Rd | Harvard | IL | 60033 | McHenry | SERC | MISO | Midcontinent Independent Transmission System Operator, Inc.. | Solar | Solar Photovoltaic | 1 | 811 | 2 | 2 | 2 | NR | IPP Non-CHP | 12.5 | Q |  |  |  |  | 3.1 | Y | [5 empty] | 2024
67261 | WECC | Goose Prairie Solar | 66142 | Goose Prairie Solar LLC | 46.5292 | -120.2395 | 12935 SR 24 | Moxee | WA | 98936 | Yakima | WECC | BPAT | Bonneville Power Administration | Solar | Solar Photovoltaic | 1 | GOOSE | 80 | 80 | 80 | NR | IPP Non-CHP | 115 | Q |  |  |  |  | 102.45 | Y | [5 empty] | 2024
67267 | MISO | Surbrook Solar, LLC | 66131 | Surbrook Solar, LLC | 42.3881 | -84.4902 | 7963 Wood Road | Rives Junction | MI | 48906 | Jackson | RFC | MISO | Midcontinent Independent Transmission System Operator, Inc.. | Solar | Solar Photovoltaic | 1 | SUR10 | 10 | 10 | 10 | NR | IPP Non-CHP | 25 | Q |  |  |  |  | 14 | Y | [5 empty] | 2024
67269 | PJM | Spano Solar - Ocean County Landfill - CS | 64872 | Distributed Solar Development, LLC | 40.0252 | -74.2495 | 2498 Route 70 | Manchester Township | NJ | 8733 | Ocean | RFC | PJM | PJM Interconnection, LLC | Solar | Solar Photovoltaic | 1 | P4665 | 4.2 | 4.2 | 4.2 | NR | IPP Non-CHP | 34.5 | Q |  |  |  |  | 5 | [6 empty] | 2022
67270 | PJM | THD Baltimore DCs - 5829 Project Lion | 64872 | Distributed Solar Development, LLC | 39.222 | -76.4832 | 6301 Tradepoint Avenue | Edgemere | MD | 21219 | Baltimore | RFC | PJM | PJM Interconnection, LLC | Solar | Solar Photovoltaic | 1 | P3887 | 3.8 | 3.8 | 3.8 | NR | IPP Non-CHP | 0.5 | Q |  |  |  |  | 5.1 | [6 empty] | 2021
67272 | PJM | The Village at Orchard Ridge (TVOR) | 64872 | Distributed Solar Development, LLC | 39.2016 | -78.2139 | 400 Clocktower Ridge Drive | Winchester | VA | 22603 | Frederick | RFC | PJM | PJM Interconnection, LLC | Solar | Solar Photovoltaic | 1 | P5412 | 1.4 | 1.4 | 1.4 | NR | IPP Non-CHP | 0.5 | Q |  |  |  |  | 1.8 | [6 empty] | 2023
67273 | PJM | Township of Monroe - Williamstown HS | 64872 | Distributed Solar Development, LLC | 39.6828 | -75.0109 | 700 N Tuckahoe Road | Williamstown | NJ | 8094 | Gloucester | RFC | PJM | PJM Interconnection, LLC | Solar | Solar Photovoltaic | 2 | 4328C; 4328R | 2.6 | 2.6 | 2.6 | NR | IPP Non-CHP | 0.5 | Q |  |  |  |  | 3.4 | Y | [5 empty] | 2022
67274 | PJM | Township of Monroe - Williamstown MS | 64872 | Distributed Solar Development, LLC | 39.6805 | -75.0034 | 561 Clayton Road | Williamstown | NJ | 8094 | Gloucester | RFC | PJM | PJM Interconnection, LLC | Solar | Solar Photovoltaic | 2 | 4329C; 4329R | 1.8 | 1.8 | 1.8 | NR | IPP Non-CHP | 0.5 | Q |  |  |  |  | 2.8 | Y | [5 empty] | 2022
67285 | WECC | Sun Streams 3 | 66151 | Sun Streams PVS, LLC | 33.3317 | -112.8119 | 35911 W Narramore | Arlington | AZ | 85322 | Maricopa | WECC | AZPS | Arizona Public Service Company | Mixed | Solar Photovoltaic; Batteries | 2 | GEN01; GEN02 | 430 | 430 | 430 | NR | IPP Non-CHP | 525 | Q |  |  |  |  | 285.05 | Y |  | 860 | 215 | 215 | LIB | 2024
67292 | PJM | Rutgers Busch Livingston Lot B & C | 66154 | Bowser Road Solar Project 2021, LLC | 40.5223 | -74.4726 | 683 Hoes Lane West | Piscataway | NJ | 8854 | Middlesex | RFC | PJM | PJM Interconnection, LLC | Solar | Solar Photovoltaic | 1 | P6301 | 1.5 | 1.5 | 1.5 | NR | IPP Non-CHP | 0.48 | Q |  |  |  |  | 2 | [6 empty] | 2023
67294 | PJM | Rutgers Cook Douglass Lot 97 & 98a | 66156 | Dudley Road Solar Project 2021, LLC | 40.4793 | -74.4371 | 71 Dudley Road | New Brunswick | NJ | 8901 | Middlesex | RFC | PJM | PJM Interconnection, LLC | Solar | Solar Photovoltaic | 1 | P5294 | 1.2 | 1.2 | 1.2 | NR | IPP Non-CHP | 0.48 | Q |  |  |  |  | 1.7 | Y | [5 empty] | 2023
67297 | PJM | FFP - MD Foxhall | 66161 | FFP MD Freeland Project1, LLC | 39.6835 | -76.7391 | 20450 Middletown Road | Freeland | MD | 21053 | Baltimore | NPCC | PJM | PJM Interconnection, LLC | Solar | Solar Photovoltaic | 1 | P5658 | 2 | 2 | 2 | NR | IPP Non-CHP | 13.2 | Q |  |  |  |  | 2.8 | [6 empty] | 2023
67300 | WECC | Rattlesnake Ridge Battery Storage | 19499 | United Power, Inc | 40.1974 | -104.608 | 23634 County Road 30 | Hudson | CO | 80642 | Weld | WECC | WACM | Western Area Power Administration - Rocky Mountain Region | Battery | Batteries | 1 | RATBA | 11.8 | 11.8 | 11.8 | RE | Electric Utility | 13.2 | C | [7 empty] | 47 | 11.8 | 11.8 | LIB | 2024
67301 | WECC | Parkway Battery Storage | 19499 | United Power, Inc | 39.9857 | -105.0104 | 1770 W 160TH AVE, | Broomfield | CO | 80023 | Broomfield | WECC | PSCO | Public Service Company of Colorado | Battery | Batteries | 1 | PKWBA | 7.8 | 7.8 | 7.8 | RE | Electric Utility | 13.2 | C | [7 empty] | 31.3 | 7.8 | 7.8 | LIB | 2024
67302 | WECC | Frederick Battery Storage | 19499 | United Power, Inc | 40.1046 | -104.9845 | 3833 Tipple Parkway, | Frederick | CO | 80516 | Weld | WECC | WACM | Western Area Power Administration - Rocky Mountain Region | Battery | Batteries | 1 | FREBA | 7.8 | 7.8 | 7.8 | RE | Electric Utility | 13.2 | C | [7 empty] | 31.3 | 7.8 | 7.8 | LIB | 2024
67303 | WECC | Mead Battery Storage | 19499 | United Power, Inc | 40.2194 | -104.9422 | 5987 County Road 32, | Longmont | CO | 80504 | Weld | WECC | WACM | Western Area Power Administration - Rocky Mountain Region | Battery | Batteries | 1 | MEABA | 7.8 | 7.8 | 7.8 | RE | Electric Utility | 13.2 | C | [7 empty] | 31.3 | 7.8 | 7.8 | LIB | 2024
67304 | WECC | Davis Battery Storage | 19499 | United Power, Inc | 40.1444 | -104.7451 | 16116 County Road 22, | Fort Lupton | CO | 80621 | Weld | WECC | WACM | Western Area Power Administration - Rocky Mountain Region | Battery | Batteries | 1 | DAVBA | 11.8 | 11.8 | 11.8 | RE | Electric Utility | 13.2 | C | [7 empty] | 47 | 11.8 | 11.8 | LIB | 2024
67305 | WECC | Bromley Battery Storage | 19499 | United Power, Inc | 39.9788 | -104.7687 | 18875 E. Bromley Lane, | Brighton | CO | 80601 | Adams | WECC | WACM | Western Area Power Administration - Rocky Mountain Region | Battery | Batteries | 1 | BROBA | 11.8 | 11.8 | 11.8 | RE | Electric Utility | 13.2 | C | [7 empty] | 47 | 11.8 | 11.8 | LIB | 2024
67306 | WECC | Keenesburg Battery Storage | 19499 | United Power, Inc | 40.1462 | -104.5487 | 10001 COUNTY ROAD 55 | Keenesburg | CO | 80643 | Weld | WECC | WACM | Western Area Power Administration - Rocky Mountain Region | Battery | Batteries | 1 | KEEBA | 11.8 | 11.8 | 11.8 | RE | Electric Utility | 13.2 | C | [7 empty] | 47 | 11.8 | 11.8 | LIB | 2024
67307 | WECC | Platte Valley Battery Storage | 19499 | United Power, Inc | 39.9883 | -104.8451 | 1220 E 160TH AVE | Longmont | CO | 80601 | Weld | WECC | PSCO | Public Service Company of Colorado | Battery | Batteries | 1 | PLVBA | 7.8 | 7.8 | 7.8 | RE | Electric Utility | 13.2 | C | [7 empty] | 31.3 | 7.8 | 7.8 | LIB | 2024
67331 | MISO | SolarClub 03 | 61227 | Nautilus Solar Solutions | 45.6421 | -95.5304 | 28903 180th Street | Starbuck | MN | 56381 | Pope | MRO | MISO | Midcontinent Independent Transmission System Operator, Inc.. | Solar | Solar Photovoltaic | 1 | SC | 1 | 1 | 1 | NR | IPP Non-CHP | 13.8 | Q |  |  |  |  | 1.4 | Y | [5 empty] | 2023
67332 | MISO | SolarClub 30 (CSG) | 61227 | Nautilus Solar Solutions | 45.3192 | -94.555 | 39542 602nd Ave | Eden Valley | MN | 55329 | Meeker | MRO | MISO | Midcontinent Independent Transmission System Operator, Inc.. | Solar | Solar Photovoltaic | 1 | SC | 1 | 1 | 1 | NR | IPP Non-CHP | 34.5 | Q |  |  |  |  | 1.4 | Y | [5 empty] | 2024
67334 | PJM | Ten Oaks | 61227 | Nautilus Solar Solutions | 39.2028 | -76.9561 | 6160 Ten Oaks Road | Clarksville | MD | 21029 | Howard | RFC | PJM | PJM Interconnection, LLC | Solar | Solar Photovoltaic | 1 | SC | 2 | 2 | 2 | NR | IPP Non-CHP | 13.2 | Q |  |  |  |  | 2.3 | Y | [5 empty] | 2024
67342 | PJM | Carvers Creek Solar | 66174 | Carvers Creek, LLC | 37.5619 | -76.6054 | 4374 Glenns Road | Gloucester | VA | 23061 | Gloucester | SERC | PJM | PJM Interconnection, LLC | Solar | Solar Photovoltaic | 1 | CARV | 54.9 | 54.9 | 54.9 | NR | IPP Non-CHP | 115 | Q |  |  |  |  | 66.35 | Y | Y |  |  |  |  | 2024
67365 | WECC | Tejon Castac Water District Solar | 66065 | CTMW Solar, LLC | 35.0009 | -118.8983 | Laval Road | Arvin | CA | 93203 | Kern | WECC | CISO | California Independent System Operator | Solar | Solar Photovoltaic | 1 | 17180 | 1.3 | 1.3 | 0.9 | NR | Commercial Non-CHP | 12 | COM |  |  |  |  | 2 | Y | [5 empty] | 2024
67368 | PJM | Middlesex Vo Tech Solar 1 LLC | 62836 | Navisun LLC | 40.5283 | -74.4355 | 21 Suttons Lane | Piscataway | NJ | 8854 | Middlesex | NPCC | PJM | PJM Interconnection, LLC | Solar | Solar Photovoltaic | 1 | MIDDL | 1.5 | 1.5 | 1.5 | NR | IPP Non-CHP | 13.2 | Q |  |  |  |  | 2 | [6 empty] | 2021
67373 | PJM | TPE Irish Road Solar, LLC | 62836 | Navisun LLC | 36.7272 | -79.5065 | 7344 Irish Road | Chatham | VA | 24531 | Pittsylvania | SERC | PJM | PJM Interconnection, LLC | Solar | Solar Photovoltaic | 1 | IRISH | 5 | 5 | 5 | NR | IPP Non-CHP | 13.2 | Q |  |  |  |  | 7 | Y | [5 empty] | 2020
67374 | PJM | TPE Whitmell Solar, LLC | 62836 | Navisun LLC | 36.7272 | -79.5065 | 7344 Irish Road | Chatham | VA | 24531 | Pittsylvania | SERC | PJM | PJM Interconnection, LLC | Solar | Solar Photovoltaic | 1 | WHITM | 5 | 5 | 5 | NR | IPP Non-CHP | 13.2 | Q |  |  |  |  | 6.7 | Y | [5 empty] | 2020
67380 | WECC | ERock MID Claribel Generation Station | 65660 | Enchanted Rock | 37.7103 | -120.9685 | 1762 Claribel Rd | Modesto | CA | 95356 | Stanislaus | WECC | BANC | Balancing Authority of Northern California | Natural Gas | Natural Gas Internal Combustion Engine | 1 | MID | 48 | 48 | 48 | NR | IPP Non-CHP | 69 | S | [11 empty] | 2024
67382 | MISO | Harley-Davison Powertrain Operations | 20847 | Wisconsin Electric Power Co | 43.1833 | -88.0972 | W156 N9000 Pilgrim Rd | Menomonee Falls | WI | 53051 | Waukesha | RFC | MISO | Midcontinent Independent Transmission System Operator, Inc.. | Solar | Solar Photovoltaic | 1 | 1 | 2.2 | 2.2 | 2.2 | RE | Electric Utility | 24.9 | I |  |  |  |  | 2.9 | [6 empty] | 2020
67383 | MISO | City of Milwaukee Landfill | 20847 | Wisconsin Electric Power Co | 42.934 | -87.8886 | 1600 E Collage Ave | Milwaukee | WI | 53207 | Milwaukee | RFC | MISO | Midcontinent Independent Transmission System Operator, Inc.. | Solar | Solar Photovoltaic | 1 | 1 | 2.3 | 2.3 | 2.3 | RE | Electric Utility | 24.9 | I |  |  |  |  | 2.9 | [6 empty] | 2021
67384 | MISO | ATI | 20847 | Wisconsin Electric Power Co | 42.9449 | -87.8599 | 5480 Packard Ave | Cudahy | WI | 53110 | Milwaukee | RFC | MISO | Midcontinent Independent Transmission System Operator, Inc.. | Solar | Solar Photovoltaic | 1 | 1 | 2.3 | 2.3 | 2.3 | RE | Electric Utility | 24.9 | I |  |  |  |  | 2.9 | [6 empty] | 2020
67385 | MISO | CREE | 20847 | Wisconsin Electric Power Co | 42.7174 | -87.8987 | 9201 Washington Ave | Racine | WI | 53406 | Racine | RFC | MISO | Midcontinent Independent Transmission System Operator, Inc.. | Solar | Solar Photovoltaic | 1 | 1 | 1.5 | 1.5 | 1.5 | RE | Electric Utility | 24.9 | I |  |  |  |  | 1.9 | [6 empty] | 2021
67386 | MISO | Jones Dairy | 20847 | Wisconsin Electric Power Co | 42.9193 | -88.8479 | 744 Jones Ave | Fort Atkinson | WI | 53538 | Jefferson | RFC | MISO | Midcontinent Independent Transmission System Operator, Inc.. | Solar | Solar Photovoltaic | 1 | 1 | 2.3 | 2.3 | 2.3 | RE | Electric Utility | 24.9 | I |  |  |  |  | 2.8 | N | [5 empty] | 2021
67387 | MISO | Regal Ware | 20847 | Wisconsin Electric Power Co | 43.4358 | -88.1747 | 1100 Schmidt Rd | West Bend | WI | 53090 | Washington | RFC | MISO | Midcontinent Independent Transmission System Operator, Inc.. | Solar | Solar Photovoltaic | 1 | 1 | 1.9 | 1.9 | 1.9 | RE | Electric Utility | 24.9 | I |  |  |  |  | 2.5 | [6 empty] | 2021
67392 | PJM | Lion One | 61227 | Nautilus Solar Solutions | 39.3273 | -76.781 | 2320 Ridge Rd | Baltimore | MD | 21224 | Baltimore | RFC | PJM | PJM Interconnection, LLC | Solar | Solar Photovoltaic | 1 | SC | 2 | 2 | 2 | NR | IPP Non-CHP | 13.2 | Q |  |  |  |  | 2.6 | Y | [5 empty] | 2024
67394 | MISO | Washington County | 20847 | Wisconsin Electric Power Co | 43.4326 | -88.1606 | 919 N River Rd | West Bend | WI | 53090 | Washington | RFC | MISO | Midcontinent Independent Transmission System Operator, Inc.. | Solar | Solar Photovoltaic | 1 | 1 | 2.3 | 2.3 | 2.3 | RE | Electric Utility | 24.9 | I |  |  |  |  | 3 | [6 empty] | 2020
67395 | MISO | UW Parkside | 20847 | Wisconsin Electric Power Co | 42.6477 | -87.8551 | 900 Wood Road | Kenosha | WI | 53144 | Kenosha | RFC | MISO | Midcontinent Independent Transmission System Operator, Inc.. | Solar | Solar Photovoltaic | 1 | 1 | 2.3 | 2.3 | 2.3 | RE | Electric Utility | 24.9 | I |  |  |  |  | 2.8 | [6 empty] | 2020
67397 | PJM | Meeting House | 61227 | Nautilus Solar Solutions | 39.7038 | -75.9432 | 2745 Telegraph Rd | North East | MD | 21901 | Cecil | RFC | PJM | PJM Interconnection, LLC | Solar | Solar Photovoltaic | 1 | SC | 2 | 2 | 2 | NR | IPP Non-CHP | 33.3 | Q |  |  |  |  | 2.9 | Y | [5 empty] | 2023
67399 | PJM | Mustang One | 61227 | Nautilus Solar Solutions | 38.5665 | -76.1095 | 2237 Hudson Rd | Cambridge | MD | 21613 | Dorchester | RFC | PJM | PJM Interconnection, LLC | Solar | Solar Photovoltaic | 1 | SC | 1.5 | 1.5 | 1.5 | NR | IPP Non-CHP | 12 | Q |  |  |  |  | 1.9 | Y | [5 empty] | 2024
67401 | PJM | Rutgers Busch Liv (Lot 55, 58, 58A, 58B) | 66154 | Bowser Road Solar Project 2021, LLC | 40.5248 | -74.4672 | 165 Bevier Road | Piscataway | NJ | 8854 | Middlesex | RFC | PJM | PJM Interconnection, LLC | Solar | Solar Photovoltaic | 1 | P5292 | 1.3 | 1.3 | 1.3 | NR | IPP Non-CHP | 0.48 | Q |  |  |  |  | 1.8 | Y | [5 empty] | 2023
67404 | PJM | Bear One | 61227 | Nautilus Solar Solutions | 39.7028 | -78.0826 | 14150 Hollow Road | Hancock | MD | 21750 | Washington | RFC | PJM | PJM Interconnection, LLC | Solar | Solar Photovoltaic | 1 | SC | 2 | 2 | 2 | NR | IPP Non-CHP | 12.47 | Q |  |  |  |  | 2.8 | Y | [5 empty] | 2023
67405 | PJM | Beech Road (CSG) | 61227 | Nautilus Solar Solutions | 38.8229 | -76.9347 | 4981 Beech Road | Temple Hill | MD | 20748 | Prince Geroges | RFC | PJM | PJM Interconnection, LLC | Solar | Solar Photovoltaic | 1 | SC | 3 | 3 | 3 | NR | IPP Non-CHP | 13.2 | Q |  |  |  |  | 6.1 | [6 empty] | 2024
67419 | WECC | CSWIND America Inc. | 64489 | CS Wind America, Inc. | 38.1695 | -104.619 | 350 Tower Road | Pueblo | CO | 81004 | Pueblo | WECC | WACM | Western Area Power Administration - Rocky Mountain Region | Solar | Solar Photovoltaic | 1 | PV1 | 12.3 | 11.32 | 8.17 | NR | Industrial Non-CHP | 13.2 | IND |  |  |  |  | 14.6 | Y | [5 empty] | 2023
67420 | PJM | Cavalier Solar | 64904 | AES Clean Energy | 37.018 | -76.7358 | 10045 Mill Swamp Road | Smithfield | VA | 23430 | Isle of Wight | SERC | PJM | PJM Interconnection, LLC | Solar | Solar Photovoltaic | 1 | CAVPV | 155.6 | 155.6 | 155.6 | NR | IPP Non-CHP | 500 | Q |  |  |  |  | 197.87 | Y | [5 empty] | 2024
67421 | PJM | Cavalier Solar A2 | 64904 | AES Clean Energy | 37.018 | -76.7358 | 10045 Mill Swamp Road | Smithfield | VA | 23430 | Isle of Wight | SERC | PJM | PJM Interconnection, LLC | Solar | Solar Photovoltaic | 1 | CAVA2 | 84.4 | 84.4 | 84.4 | NR | IPP Non-CHP | 500 | Q |  |  |  |  | 101.69 | Y | [5 empty] | 2024
67430 | MISO | Lannon Stone | 20847 | Wisconsin Electric Power Co | 43.107 | -88.2273 | N51W24011 Lisbon Rd | Pewaukee | WI | 53072 | Waukesha | RFC | MISO | Midcontinent Independent Transmission System Operator, Inc.. | Solar | Solar Photovoltaic | 1 | 1 | 2.3 | 2.3 | 2.3 | RE | Electric Utility | 24.9 | I |  |  |  |  | 2.9 | [6 empty] | 2021
67432 | WECC | Double J Dairy Array | 65949 | Bravo REC Management LLC | 36.3627 | -119.426 | 31287 Road 68 | Visalia | CA | 93291 | Tulare | WECC | CISO | California Independent System Operator | Solar | Solar Photovoltaic | 1 | DBL-J | 4 | 4 | 4 | NR | Industrial Non-CHP | 480 | IND |  |  |  |  | 4.4 | N | [5 empty] | 2023
67436 | WECC | West Point RNG | 66208 | Camco International Group, Inc. | 42.75 | -114.646 | 1449 East 3100 South | Wendell | ID | 83355 | Gooding | WECC | IPCO | Idaho Power Company | Other | Other Waste Biomass | 2 | WPRG; WPRG1 | 3.2 | 3.2 | 3.2 | NR | IPP Non-CHP | 34.5 | Q | [11 empty] | 2024
67439 | PJM | Parker Place | 61227 | Nautilus Solar Solutions | 38.3228 | -75.5431 | 4637 Snow Hill Rd | Salisbury | MD | 21804 | Wicomico | RFC | PJM | PJM Interconnection, LLC | Solar | Solar Photovoltaic | 1 | SC | 2 | 2 | 2 | NR | IPP Non-CHP | 29.94 | Q |  |  |  |  | 3 | Y | [5 empty] | 2024
67441 | WECC | Pivot Solar 9 | 61227 | Nautilus Solar Solutions | 39.7274 | -104.7695 | 700 N Tower Rd | Aurora | CO | 80011 | Arapahoe | WECC | PSCO | Public Service Company of Colorado | Solar | Solar Photovoltaic | 1 | SC | 1.7 | 1.7 | 1.7 | NR | IPP Non-CHP | 13.2 | Q |  |  |  |  | 2 | Y | [5 empty] | 2024
67446 | WECC | Pivot Solar 10 | 61227 | Nautilus Solar Solutions | 39.7288 | -104.7706 | 800 N Tower Rd, | Aurora | CO | 80011 | Arapahoe | WECC | PSCO | Public Service Company of Colorado | Solar | Solar Photovoltaic | 1 | SC | 1.7 | 1.7 | 1.7 | NR | IPP Non-CHP | 13.2 | Q |  |  |  |  | 2 | Y | [5 empty] | 2024
67458 | PJM | Boyd Soccerplex | 65043 | Madison Energy Investments LLC | 39.1528 | -77.3114 | 18031 Central Park Circle | Boyds | MD | 20841 | Montgomery | RFC | PJM | PJM Interconnection, LLC | Solar | Solar Photovoltaic | 1 | LHAPV | 1 | 1 | 1 | NR | IPP Non-CHP | 12.5 | Q |  |  |  |  | 1.3 | [6 empty] | 2023
67459 | PJM | Sycamore | 65043 | Madison Energy Investments LLC | 40.9469 | -83.1624 | East 7th Street | Sycamore | OH | 44882 | Wyandot | RFC | PJM | PJM Interconnection, LLC | Solar | Solar Photovoltaic | 1 | SYCPV | 1.3 | 1.3 | 1.3 | NR | IPP Non-CHP | 12.5 | Q |  |  |  |  | 1.6 | [6 empty] | 2023
67460 | PJM | Howell (Lowes) | 65043 | Madison Energy Investments LLC | 40.13 | -74.218 | 4975 U.S. 9 | Howell | NJ | 7731 | Monmouth | RFC | PJM | PJM Interconnection, LLC | Solar | Solar Photovoltaic | 1 | HLPV1 | 1 | 1 | 1 | NR | IPP Non-CHP | 12.5 | Q |  |  |  |  | 1.2 | [6 empty] | 2023
67461 | PJM | Hamilton | 65043 | Madison Energy Investments LLC | 40.198 | -74.633 | 1000 Marketplace Blvd | Hamilton | NJ | 8691 | Mercer | RFC | PJM | PJM Interconnection, LLC | Solar | Solar Photovoltaic | 1 | LHAPV | 1 | 1 | 1 | NR | IPP Non-CHP | 12.5 | Q |  |  |  |  | 1.3 | [6 empty] | 2023
67465 | WECC | CBEP Solar 1, LLC | 62719 | Green Street Power Partners | 40.6658 | -103.2035 | 15761 Co Rd 41 | Sterling | CO | 80751 | Logan | WECC | PSCO | Public Service Company of Colorado | Solar | Solar Photovoltaic | 1 | CBEP1 | 5 | 5 | 5 | NR | IPP Non-CHP | 13.2 | COM |  |  |  |  | 6.3 | Y | [5 empty] | 2023
67466 | WECC | CBEP Solar 4, LLC | 62719 | Green Street Power Partners | 40.3192 | -104.8362 | 11650 Co Rd 46 | Milliken | CO | 80543 | Weld | WECC | PSCO | Public Service Company of Colorado | Solar | Solar Photovoltaic | 1 | CBEP4 | 4 | 4 | 4 | NR | IPP Non-CHP | 13.2 | COM |  |  |  |  | 5.2 | Y | [5 empty] | 2023
67467 | WECC | CBEP Solar 5, LLC | 62719 | Green Street Power Partners | 40.3405 | -104.8817 | 9210 Weld County Rd 48 1/2 | Johnstown | CO | 80534 | Weld | WECC | PSCO | Public Service Company of Colorado | Solar | Solar Photovoltaic | 1 | CBEP5 | 5 | 5 | 5 | NR | IPP Non-CHP | 13.2 | COM |  |  |  |  | 6.5 | Y | [5 empty] | 2023
67473 | PJM | RA Jones Roof Mounted Solar System | 66212 | RA Jones | 39.0444 | -84.5839 | 2701 Crescent Springs Pk | Covington | KY | 41017 | Kenton | SERC | PJM | PJM Interconnection, LLC | Solar | Solar Photovoltaic | 1 | RAJPV | 1.3 | 1.3 | 1.3 | NR | IPP Non-CHP | 480 | IND | [11 empty] | 2024
67485 | WECC | Union Sanitary District Cogen | 66214 | Union Sanitary District | 37.5896 | -122.0907 | 5072 Benson Road | Union City | CA | 94587 | Alameda | WECC | CISO | California Independent System Operator | Other | Other Waste Biomass | 2 | CG101; CG102 | 1.8 | 1.8 | 1.8 | RE | Commercial CHP | 12 | M | [11 empty] | 2015
67486 | PJM | Hall Property | 60531 | Standard Solar | 38.7084 | -76.7459 | 13111 Croom Road | Upper Marlboro | MD | 20772 | Prince Georges | RFC | PJM | PJM Interconnection, LLC | Solar | Solar Photovoltaic | 1 | HALLP | 2 | 2 | 2 | NR | IPP Non-CHP | 2.99 | Q |  |  |  |  | 3 | [6 empty] | 2024
67487 | MISO | Jonesboro CWL Solar Park | 9879 | City Water and Light Plant | 35.8143 | -90.5787 | 2801 Great Dane Dr | Jonesboro | AR | 72401 | Craighead | SERC | MISO | Midcontinent Independent Transmission System Operator, Inc.. | Solar | Solar Photovoltaic | 1 | 1 | 10 | 10 | 8 | RE | Electric Utility | 13.2 | M |  |  |  |  | 13.3 | Y | [5 empty] | 2022
67489 | MISO | Cavalry Solar Hybrid | 66219 | Cavalry Energy Center LLC | 40.8953 | -86.8102 | 2815 E 900 N | Monon | IN | 47959 | White | RFC | MISO | Midcontinent Independent Transmission System Operator, Inc.. | Mixed | Batteries; Solar Photovoltaic | 2 | CAVBS; CAVPV | 245 | 245 | 245 | RE | Electric Utility | 138 | C |  |  |  |  | 280.3 | Y | Y | 180 | 45 | 11.3 | LIB | 2024
67490 | PJM | Spectrum Solar Hybrid | 66220 | Spectrum Solar LLC | 38.95 | -76.95 | 4700 Full Gospel Blvd | Oxon Hill | MD | 20745 | Prince Georges | RFC | PJM | PJM Interconnection, LLC | Solar | Solar Photovoltaic | 2 | 1; 2 | 5.6 | 5.6 | 5.6 | NR | IPP Non-CHP | 13 | Q | 2156114529 |  |  |  | 8.3 | [6 empty] | 2023
67502 | SPP | Oliver Wind IV | 66233 | Oliver Wind IV, LLC | 47.1243 | -101.6124 | 4744 21st Street W | Hannover | ND | 58530 | Oliver | MRO | SWPP | Southwest Power Pool | Wind | Onshore Wind Turbine | 1 | GEN4 | 198.8 | 198.8 | 198.8 | NR | IPP Non-CHP | 345 | Q |  | 73 | GE | 292 | [7 empty] | 2024
67504 | MISO | Walnut Bend Solar Station PV | 66229 | Walnut Bend Solar Station | 34.8603 | -91.082 | 5400 Lee Road 925 | Moro | AR | 72368 | Lee | SERC | MISO | Midcontinent Independent Transmission System Operator, Inc.. | Solar | Solar Photovoltaic | 1 | WN1 | 100 | 100 | 100 | RE | Electric Utility | 115 | I |  |  |  |  | 135.82 | Y | [5 empty] | 2024
67507 | MISO | ACC | 66109 | Entegrity Solar ACC, LLC | 33.9269 | -93.8601 | 220 Sunnyside Drive | Searcy | AR | 72143 | Howard | SERC | MISO | Midcontinent Independent Transmission System Operator, Inc.. | Solar | Solar Photovoltaic | 1 | 62289 | 2 | 2 | 1.6 | NR | IPP Non-CHP | 17 | Q |  |  |  |  | 2.5 | Y | [5 empty] | 2023
67508 | PJM | Oaks Landfill CS 1 | 60025 | Greenbacker Renewable Energy Corporation | 39.1936 | -77.1187 | 6001 Olney Laytonsville Road | Gaithersburg | MD | 20882 | Montgomery | RFC | PJM | PJM Interconnection, LLC | Solar | Solar Photovoltaic | 1 | 883 | 2 | 2 | 2 | NR | IPP Non-CHP | 15 | Q |  |  |  |  | 2.77 | [6 empty] | 2024
67509 | WECC | Grossmont College | 62856 | Forefront Power, LLC | 32.8166 | -117.0063 | 8800 Grossmont College Drive | El Cajon | CA | 92020 | San Diego | WECC | CISO | California Independent System Operator | Solar | Solar Photovoltaic | 1 | 19064 | 2.6 | 2.6 | 2.6 | NR | IPP Non-CHP | 21 | Q |  |  |  |  | 3.3 | [6 empty] | 2023
67512 | WECC | Lone Oak | 65949 | Bravo REC Management LLC | 36.2706 | -119.5182 | 3270 Idaho Ave | Hanford | CA | 93230 | Kings | WECC | CISO | California Independent System Operator | Solar | Solar Photovoltaic | 1 | LNOAK | 2.9 | 2.9 | 2.9 | NR | Industrial Non-CHP | 480 | IND |  |  |  |  | 3.2 | Y | [5 empty] | 2023
67513 | MISO | ADC Varner | 66235 | Entegrity Solar ADC, LLC | 34.0413 | -91.6279 | 24229 US Highway 65 | Gould | AR | 71643 | Lincoln | SERC | MISO | Midcontinent Independent Transmission System Operator, Inc.. | Solar | Solar Photovoltaic | 1 | 63612 | 4.9 | 4.9 | 3.9 | NR | IPP Non-CHP | 25 | Q |  |  |  |  | 6.37 | Y | [5 empty] | 2024
67514 | SPP | City of Green Forest (Carroll) | 66236 | Entegrity Solar Green Forest, LLC | 36.3674 | -93.5428 | 1305 E College Ave | Berryville | AR | 72616 | Carroll | MRO | SWPP | Southwest Power Pool | Solar | Solar Photovoltaic | 1 | 56757 | 1.2 | 1.2 | 1 | NR | IPP Non-CHP | 13.2 | Q |  |  |  |  | 1.3 | Y | [5 empty] | 2022
67515 | MISO | Crossett SD | 66237 | Entegrity Solar Crossett SD, LLC | 33.1312 | -91.9411 | Wellfield Road | Crossett | AR | 71635 | Ashley | SERC | MISO | Midcontinent Independent Transmission System Operator, Inc.. | Solar | Solar Photovoltaic | 1 | 60845 | 1 | 1 | 0.8 | NR | IPP Non-CHP | 13.8 | Q |  |  |  |  | 1.4 | Y | [5 empty] | 2022
67516 | WECC | CSU Sacramento I | 66238 | BluePath Solar Sacramento I LLC | 38.553 | -121.422 | 7000 College Town Drive and 60 | Sacramento | CA | 95819 | Sacramento | WECC | BANC | Balancing Authority of Northern California | Solar | Solar Photovoltaic | 1 | 59211 | 1.3 | 1.3 | 1.2 | NR | IPP Non-CHP | 12 | Q |  |  |  |  | 1.5 |  | Y |  |  |  |  | 2023
67517 | MISO | El Dorado AR | 66239 | Entegrity Solar El Dorado SD, LLC | 33.2129 | -92.6215 | 3601 E Main St | El Dorado | AR | 71730 | Union | SERC | MISO | Midcontinent Independent Transmission System Operator, Inc.. | Solar | Solar Photovoltaic | 1 | 63154 | 1.8 | 1.8 | 1.4 | NR | IPP Non-CHP | 35 | Q |  |  |  |  | 2.4 | Y | [5 empty] | 2024
67518 | SPP | Fayetteville Public Schools (Ozarks) | 66240 | Nabholz Solar FPS Ozarks, LLC | 36.0049 | -94.0205 | 374 Stokenbury Road | Elkins | AR | 72727 | Washington | MRO | SWPP | Southwest Power Pool | Solar | Solar Photovoltaic | 1 | 63583 | 1 | 1 | 0.8 | NR | IPP Non-CHP | 15 | Q |  |  |  |  | 1.3 | Y | [5 empty] | 2023
67519 | MISO | Fayetteville Public Schools (SWEPCO) | 66241 | Nabholz Solar FPS, LLC | 35.1474 | -93.8709 | 3476 E. State Highway 10 | Booneville | AR | 72927 | Logan | SERC | MISO | Midcontinent Independent Transmission System Operator, Inc.. | Solar | Solar Photovoltaic | 1 | 63617 | 4 | 4 | 3.2 | NR | IPP Non-CHP | 12.5 | Q |  |  |  |  | 5.3 | Y | [5 empty] | 2023
67520 | MISO | LRWRA | 66242 | Entegrity Solar LRWRA, LLC | 35.1474 | -93.8709 | 6700 Fourche Dam Pike | Little Rock | AR | 72206 | Logan | SERC | MISO | Midcontinent Independent Transmission System Operator, Inc.. | Solar | Solar Photovoltaic | 1 | 63617 | 4 | 4 | 3.2 | NR | IPP Non-CHP | 12.5 | Q |  |  |  |  | 5.3 | Y | [5 empty] | 2023
67521 | MISO | Rivercrest SD | 66243 | Entegrity Solar Rivercrest SD, LLC | 35.6181 | -90.1049 | 1700 State Highway 14 | Wilson | AR | 72395 | Mississippi | SERC | MISO | Midcontinent Independent Transmission System Operator, Inc.. | Solar | Solar Photovoltaic | 1 | 60336 | 1 | 1 | 0.8 | NR | IPP Non-CHP | 13.8 | Q |  |  |  |  | 1.3 | Y | [5 empty] | 2022
67522 | MISO | Searcy Water I | 66244 | Entegrity Solar SWU, LLC | 35.2659 | -91.7159 | 260 N. Hill Street | Searcy | AR | 72143 | White | SERC | MISO | Midcontinent Independent Transmission System Operator, Inc.. | Solar | Solar Photovoltaic | 1 | 69620 | 1 | 1 | 0.8 | NR | IPP Non-CHP | 13.8 | Q |  |  |  |  | 1.4 | [6 empty] | 2021
67523 | MISO | Searcy Water II | 66245 | Entegrity Solar SWU 2, LLC | 35.2079 | -91.7222 | 208 Bailey Street | Searcy | AR | 72143 | White | SERC | MISO | Midcontinent Independent Transmission System Operator, Inc.. | Solar | Solar Photovoltaic | 1 | 52418 | 2.8 | 2.8 | 2.2 | NR | IPP Non-CHP | 13.8 | Q |  |  |  |  | 3.7 | Y | [5 empty] | 2021
67524 | MISO | Southside SD | 66246 | Entegrity Solar Southside SD, LLC | 34.7244 | -92.1968 | 6700 Fourche Dam | Little Rock | AR | 72206 | Pulaski | SERC | MISO | Midcontinent Independent Transmission System Operator, Inc.. | Solar | Solar Photovoltaic | 1 | 60334 | 1 | 1 | 0.8 | NR | IPP Non-CHP | 13.2 | Q |  |  |  |  | 1.4 | Y | [5 empty] | 2023
67526 | SPP | UADA | 66248 | Entegrity Solar UA AG, LLC | 33.9266 | -93.8589 | 220 and 155 Sunnyside Drive | Nashville | AR | 71852 | Howard | MRO | SWPP | Southwest Power Pool | Solar | Solar Photovoltaic | 1 | 62293 | 2.8 | 2.8 | 2.2 | NR | IPP Non-CHP | 12.5 | Q |  |  |  |  | 3.7 | Y | [5 empty] | 2023
67527 | MISO | White River Medical Center | 66249 | Entegrity Solar WRMC, LLC | 35.6098 | -91.257 | McLain Street | Newport | AR | 72112 | Jackson | SERC | MISO | Midcontinent Independent Transmission System Operator, Inc.. | Solar | Solar Photovoltaic | 1 | 63613 | 2.9 | 2.9 | 2.3 | NR | IPP Non-CHP | 13.8 | Q |  |  |  |  | 3.6 | Y | [5 empty] | 2023
67529 | PJM | Augusta CSG, LLC | 65677 | Dimension Energy LLC | 38.1002 | -78.9647 | 282 Fishersville Road | Fishersville | VA | 22939 | Augusta | SERC | PJM | PJM Interconnection, LLC | Solar | Solar Photovoltaic | 1 | AUGUS | 2.9 | 2.9 | 2.9 | NR | IPP Non-CHP | 23 | Q |  |  |  |  | 3.83 | [6 empty] | 2024
67530 | PJM | Waynesboro Bridge Solar, LLC Community S | 65677 | Dimension Energy LLC | 38.1022 | -78.9234 | 532 Old White Bridge Road | Waynesboro | VA | 22980 | Augusta | SERC | PJM | PJM Interconnection, LLC | Solar | Solar Photovoltaic | 1 | WAYNE | 5 | 5 | 5 | NR | IPP Non-CHP | 23 | Q |  |  |  |  | 6.9 | Y | [5 empty] | 2024
67531 | PJM | Suffolk CSG, LLC | 65677 | Dimension Energy LLC | 36.6857 | -76.763 | 6245 Holland Road | Suffolk | VA | 23437 | Suffolk | SERC | PJM | PJM Interconnection, LLC | Solar | Solar Photovoltaic | 1 | SUFFO | 3.8 | 3.8 | 3.8 | NR | IPP Non-CHP | 12.5 | Q |  |  |  |  | 5.22 | [6 empty] | 2024
67532 | PJM | Fairfield Lee Solar, LLC Community Solar | 65677 | Dimension Energy LLC | 37.8781 | -79.3969 | 5239 North Lee Highway | Fairfield | VA | 24435 | Rockbridge | SERC | PJM | PJM Interconnection, LLC | Solar | Solar Photovoltaic | 1 | FAIRF | 5 | 5 | 5 | NR | IPP Non-CHP | 23 | Q |  |  |  |  | 6.99 | Y | [5 empty] | 2024
67533 | WECC | RB Inyokern Solar WDAT 1203 (CSG) | 65677 | Dimension Energy LLC | 35.6558 | -117.8103 | U.S. 395 & W. Inyokern Rd | Ridgecrest | CA | 93527 | Kern | WECC | CISO | California Independent System Operator | Solar | Solar Photovoltaic | 1 | INYO1 | 19.9 | 19.9 | 19.9 | NR | IPP Non-CHP | 33 | Q |  |  |  |  | 27.44 | Y | [5 empty] | 2024
67534 | WECC | RB Inyokern Solar WDAT 1281 (CSG) | 65677 | Dimension Energy LLC | 35.6599 | -117.8103 | U.S. 395 & W. Inyokern Rd | Ridgecrest | CA | 93527 | Kern | WECC | CISO | California Independent System Operator | Solar | Solar Photovoltaic | 1 | INYO2 | 11.9 | 11.9 | 11.9 | NR | IPP Non-CHP | 33 | Q |  |  |  |  | 16.5 | Y | [5 empty] | 2024
67536 | MISO | Creston Solar (50 MW) | 9417 | Interstate Power and Light Co | 41.0707 | -94.3185 | 1798 160th Street | Creston | IA | 50801 | Union | MRO | MISO | Midcontinent Independent Transmission System Operator, Inc.. | Solar | Solar Photovoltaic | 1 | PV1 | 50 | 50 | 50 | RE | Electric Utility | 69 | I |  |  |  |  | 57.95 | Y | [5 empty] | 2024
67537 | MISO | Pleasant Creek Unit 2 | 9417 | Interstate Power and Light Co | 42.1044 | -91.7826 | 3300 DAEC Road | Palo | IA | 52324 | Linn | MRO | MISO | Midcontinent Independent Transmission System Operator, Inc.. | Solar | Solar Photovoltaic | 1 | PV1 | 150 | 150 | 150 | RE | Electric Utility | 161 | I |  |  |  |  | 187.51 | [6 empty] | 2024
67538 | MISO | Wever Solar (150MW) | 9417 | Interstate Power and Light Co | 40.7346 | -91.2768 | 1538 330th Ave | Wever | IA | 52628 | Lee | MRO | MISO | Midcontinent Independent Transmission System Operator, Inc.. | Solar | Solar Photovoltaic | 1 | PV1 | 150 | 150 | 150 | RE | Electric Utility | 161 | I |  |  |  |  | 182.8 | Y | [5 empty] | 2024
67545 | MISO | Marshall Solar Plus LLC | 20421 | Western Minnesota Mun Pwr Agny | 44.4699 | -95.7792 | 101 Erie Road E | Marshall | MN | 56258 | Lyon | MRO | MISO | Midcontinent Independent Transmission System Operator, Inc.. | Mixed | Solar Photovoltaic; Batteries | 2 | MARSL; MARST | 15 | 15 | 15 | RE | Electric Utility | 13.8 | P |  |  |  |  | 13.9 | Y |  | 30.6 | 5 | 5 | LIB | 2024
67547 | MISO | USS Rosewood Solar LLC (CSG) | 65173 | United States Solar Corporation | 44.9747 | -95.7147 | 2050 60th Ave SW | Montevideo | MN | 56265 | Chippewa | MRO | MISO | Midcontinent Independent Transmission System Operator, Inc.. | Solar | Solar Photovoltaic | 1 | USRSW | 1 | 1 | 1 | NR | IPP Non-CHP | 12.47 | Q |  |  |  |  | 1.4 | Y | [5 empty] | 2024
67548 | MISO | USS Slayton Solar LLC (CSG) | 65173 | United States Solar Corporation | 43.9817 | -95.7658 | 1494 91st Street | Slayton | MN | 56172 | Murray | MRO | MISO | Midcontinent Independent Transmission System Operator, Inc.. | Solar | Solar Photovoltaic | 1 | USSLY | 1 | 1 | 1 | NR | IPP Non-CHP | 13.8 | Q |  |  |  |  | 1.4 | Y | [5 empty] | 2024
67554 | MISO | Cedarville (IL) | 61194 | Generate Capital | 42.3676 | -89.6329 | 4555 IL 26 North | Freeport | IL | 61032 | Stephenson | NPCC | MISO | Midcontinent Independent Transmission System Operator, Inc.. | Solar | Solar Photovoltaic | 1 | 11069 | 2 | 2 | 2 | NR | IPP Non-CHP | 12.47 | Q |  |  |  |  | 2.7 | Y | [5 empty] | 2024
67569 | PJM | Bourbonnais | 66268 | Solar DG IL 5, LLC | 41.207 | -87.925 | 2519 W 6000 N Rd | Bourbonnais | IL | 60914 | Kankakee | RFC | PJM | PJM Interconnection, LLC | Solar | Solar Photovoltaic | 1 | PV1 | 1.7 | 1.7 | 1.7 | NR | IPP Non-CHP | 12.47 | Q |  |  |  |  | 2.3 | Y | N |  |  |  |  | 2024
67572 | PJM | AstraZeneca Newark Solar | 66274 | AstraZeneca Pharmaceuticals | 39.6485 | -75.7061 | 587 Old Baltimore Pike | Newark | DE | 19702 | New Castle | RFC | PJM | PJM Interconnection, LLC | Solar | Solar Photovoltaic | 2 | PV-A; PV-B | 3.2 | 3.2 | 3.2 | NR | Industrial Non-CHP | 34.5 | IND |  |  |  |  | 4.18 | [6 empty] | 2024
67579 | WECC | AES ES Alamitos 2 LLC | 64904 | AES Clean Energy | 33.7703 | -118.1 | 690 N Studebaker Rd | Long Beach | CA | 90803 | Los Angeles | WECC | CISO | California Independent System Operator | Battery | Batteries | 1 | ALMT2 | 82 | 82 | 82 | NR | IPP Non-CHP | 230 | Q | [7 empty] | 328 | 82 | 82 | LIB | 2024
67587 | MISO | SV CSG AFTON I | 66284 | SV CSG Afton I, LLC | 44.943 | -92.857 | 388 Mill Bay South | Afton | MN | 55001 | Washington | MRO | MISO | Midcontinent Independent Transmission System Operator, Inc.. | Solar | Solar Photovoltaic | 1 | SVA | 1 | 1 | 1 | NR | IPP Non-CHP | 48 | Q |  |  |  |  | 1.26 | [6 empty] | 2024
67588 | MISO | DSI Don Solar | 66285 | DSI Don Solar LLC | 44.805 | -95.2056 | 23586 840TH AVE | Renville | MN | 56284 | Renville | MRO | MISO | Midcontinent Independent Transmission System Operator, Inc.. | Solar | Solar Photovoltaic | 1 | DSID | 1 | 1 | 1 | NR | IPP Non-CHP | 48 | Q |  |  |  |  | 1.73 | Y | [5 empty] | 2024
67596 | MISO | Adams PV Plant | 66286 | Adams PV Plant (WI) | 43.9501 | -89.6809 | 529 County Road M | Adams | WI | 53936 | Adams | MRO | MISO | Midcontinent Independent Transmission System Operator, Inc.. | Solar | Solar Photovoltaic | 1 | AD329 | 8.3 | 7.1 | 7.1 | NR | IPP Non-CHP | 34 | Q |  |  |  |  | 11 | Y | Y |  |  |  |  | 2023
67597 | MISO | Portage Solar Plant | 66291 | Portage Solar Plant | 43.6071 | -89.2434 | N8917 | Portage | WI | 53901 | Columbia | MRO | MISO | Midcontinent Independent Transmission System Operator, Inc.. | Solar | Solar Photovoltaic | 1 | PG329 | 11.8 | 10 | 10 | NR | IPP Non-CHP | 34.5 | Q |  |  |  |  | 14.8 | Y | Y |  |  |  |  | 2023
67601 | SPP | Diversion Wind Energy LLC | 17698 | Southwestern Electric Power Co | 33.7193 | -99.023 | 8110 US HWY 277 E | Seymour | TX | 76380 | Baylor | TRE | SWPP | Southwest Power Pool | Wind | Onshore Wind Turbine | 2 | DIV01; DIV02 | 200.6 | 200.6 | 200.6 | RE | Electric Utility | 345 | I |  | 59 | GE | 321.5 | [7 empty] | 2024
67602 | WECC | Zonneveld Oak Grove | 64698 | Renewable Solar, Inc | 36.4574 | -119.7636 | 1560 E Cerini Ave | Laton | CA | 93242 | Fresno | WECC | CISO | California Independent System Operator | Solar | Solar Photovoltaic | 1 | 17444 | 1.5 | 1.5 | 1.5 | NR | Industrial Non-CHP | 12 | IND |  |  |  |  | 1.9 | Y | [5 empty] | 2024
67603 | WECC | River Ranch Dairy | 64698 | Renewable Solar, Inc | 36.249 | -119.5829 | 6127 Jackson Ave | Hanford | CA | 93230 | Kings | WECC | CISO | California Independent System Operator | Solar | Solar Photovoltaic | 1 | 18821 | 4 | 4 | 4 | NR | Industrial Non-CHP | 12 | IND |  |  |  |  | 5 | Y | [5 empty] | 2024
67614 | PJM | Dakota Solar 1, LLC | 61194 | Generate Capital | 42.3927 | -89.5353 | 3835 E Angle Road | Dakota | IL | 61018 | Stephenson | MRO | PJM | PJM Interconnection, LLC | Solar | Solar Photovoltaic | 1 | 11113 | 2 | 2 | 2 | NR | IPP Non-CHP | 34.5 | Q |  |  |  |  | 3.09 | Y | [5 empty] | 2024
67622 | PJM | 9521 US 14 SOLAR 1, LLC | 61194 | Generate Capital | 42.4663 | -88.6004 | 9618 US-14 | Harvard | IL | 60033 | McHenry | MRO | PJM | PJM Interconnection, LLC | Solar | Solar Photovoltaic | 1 | 11110 | 2 | 2 | 2 | NR | IPP Non-CHP | 12.47 | Q |  |  |  |  | 3 | Y | [5 empty] | 2024
67625 | PJM | Goodenow Road West Solar 1, LLC | 61194 | Generate Capital | 41.3883 | -87.5956 | 705 E Goodenow Road | Beecher | IL | 60401 | Will | MRO | PJM | PJM Interconnection, LLC | Solar | Solar Photovoltaic | 1 | 11112 | 2 | 2 | 2 | NR | IPP Non-CHP | 34.5 | Q |  |  |  |  | 3 | Y | [5 empty] | 2024
67626 | PJM | Trenton East | 61194 | Generate Capital | 38.5823 | -89.6912 | 780 HIGHLINE RD | Trenton | IL | 62293 | Clinton | MRO | PJM | PJM Interconnection, LLC | Solar | Solar Photovoltaic | 1 | 11060 | 2 | 2 | 2 | NR | IPP Non-CHP | 12.47 | Q |  |  |  |  | 3 | Y | [5 empty] | 2024
67627 | PJM | Trenton West | 61194 | Generate Capital | 38.5823 | -89.7004 | 290 HIGHLINE RD | Trenton | IL | 62293 | Clinton | MRO | PJM | PJM Interconnection, LLC | Solar | Solar Photovoltaic | 1 | 11061 | 2 | 2 | 2 | NR | IPP Non-CHP | 12.47 | Q |  |  |  |  | 3 | Y | [5 empty] | 2024
67628 | PJM | Trinity Freeport | 61194 | Generate Capital | 42.2745 | -89.5602 | 2583 US BUS EAST | Freeport | IL | 61032 | Stephenson | MRO | PJM | PJM Interconnection, LLC | Solar | Solar Photovoltaic | 1 | 11057 | 2 | 2 | 2 | NR | IPP Non-CHP | 12.47 | Q |  |  |  |  | 2.78 | Y | [5 empty] | 2024
67629 | PJM | Cottage Grove North Solar 1, LLC | 61194 | Generate Capital | 41.3411 | -87.5861 | 1062 E Indiana Ave | Beecher | IL | 60401 | Will | MRO | PJM | PJM Interconnection, LLC | Solar | Solar Photovoltaic | 1 | 11114 | 2 | 2 | 2 | NR | IPP Non-CHP | 12.47 | Q |  |  |  |  | 3.07 | Y | [5 empty] | 2024
67630 | PJM | Cottage Grove South Solar 1, LLC | 61194 | Generate Capital | 41.3412 | -87.5742 | 1061 E Indiana Ave | Beecher | IL | 60401 | Will | MRO | PJM | PJM Interconnection, LLC | Solar | Solar Photovoltaic | 1 | 11115 | 2 | 2 | 2 | NR | IPP Non-CHP | 12.47 | Q |  |  |  |  | 3.07 | Y | [5 empty] | 2024
67633 | MISO | Breezewood | 61060 | Cypress Creek Renewables | 40.4387 | -88.9912 | 3022 Robert St | Bloomington | IL | 61704 | McLean | SERC | MISO | Midcontinent Independent Transmission System Operator, Inc.. | Solar | Solar Photovoltaic | 1 | BREEZ | 2 | 2 | 2 | NR | IPP Non-CHP | 12.47 | Q |  |  |  |  | 2.6 | Y | Y |  |  |  |  | 2024
67635 | PJM | Dakota | 61060 | Cypress Creek Renewables | 42.3892 | -89.4851 | 6559 E Knoup Rd | Rock City | IL | 61070 | Stephenson | RFC | PJM | PJM Interconnection, LLC | Solar | Solar Photovoltaic | 1 | DAKOT | 5 | 5 | 5 | NR | IPP Non-CHP | 34.5 | Q |  |  |  |  | 6.5 | Y | Y |  |  |  |  | 2024
67636 | PJM | Galt | 61060 | Cypress Creek Renewables | 41.7844 | -89.761 | 13538 Galt Rd | Sterling | IL | 61081 | Whiteside | RFC | PJM | PJM Interconnection, LLC | Solar | Solar Photovoltaic | 1 | GALT | 5 | 5 | 5 | NR | IPP Non-CHP | 34.5 | Q |  |  |  |  | 6.5 | Y | Y |  |  |  |  | 2024
67642 | MISO | Skyline | 61060 | Cypress Creek Renewables | 39.5637 | -89.27 | 707 Glenhill Rd | Taylorville | IL | 62568 | Christian | SERC | MISO | Midcontinent Independent Transmission System Operator, Inc.. | Solar | Solar Photovoltaic | 1 | SKYLN | 5 | 5 | 5 | NR | IPP Non-CHP | 12.47 | Q |  |  |  |  | 6.5 | Y | Y |  |  |  |  | 2024
67646 | PJM | Walldog | 61060 | Cypress Creek Renewables | 40.9135 | -88.6429 | 15074 E 2000 N Rd | Pontiac | IL | 61764 | Livingston | RFC | PJM | PJM Interconnection, LLC | Solar | Solar Photovoltaic | 1 | WALLD | 5 | 5 | 5 | NR | IPP Non-CHP | 34.5 | Q |  |  |  |  | 6.5 | Y | Y |  |  |  |  | 2024
67670 | PJM | MD JESSUP 7950 OCEANO AVE | 66303 | PFMD LL Jessup LLC | 39.1575 | -76.7873 | 7950 OCEANO AVE | Jessup | MD | 20794 | Howard | RFC | PJM | PJM Interconnection, LLC | Solar | Solar Photovoltaic | 1 | 22337 | 1.5 | 1.5 | 1.5 | NR | IPP Non-CHP | 0.48 | Q |  |  |  |  | 2 |  | Y |  |  |  |  | 2024
67681 | PJM | Lawrence Solar 1 LLC | 65535 | SunVest Solar LLC | 42.4802 | -88.5992 | 10001 US Highway 14 | Harvard | IL | 60022 | McHenry | RFC | PJM | PJM Interconnection, LLC | Solar | Solar Photovoltaic | 1 | LAWS1 | 2 | 2 | 2 | NR | IPP Non-CHP | 12.47 | Q |  |  |  |  | 3.1 | Y | Y |  |  |  |  | 2024
67682 | PJM | Lawrence Solar 2 LLC | 65535 | SunVest Solar LLC | 42.4802 | -88.5992 | 10001 US Highway 14 | Harvard | IL | 60022 | McHenry | RFC | PJM | PJM Interconnection, LLC | Solar | Solar Photovoltaic | 1 | LAWS2 | 2 | 2 | 2 | NR | IPP Non-CHP | 12.47 | Q |  |  |  |  | 3.1 | Y | Y |  |  |  |  | 2024
67685 | MISO | Schmidt CSG 1 | 65535 | SunVest Solar LLC | 38.4876 | -89.9516 | 851 E State Rt 15 | Belleville | IL | 62220 | St Clair | SERC | MISO | Midcontinent Independent Transmission System Operator, Inc.. | Solar | Solar Photovoltaic | 1 | SHMT2 | 2 | 2 | 2 | NR | IPP Non-CHP | 12.47 | Q |  |  |  |  | 3.1 | Y | Y |  |  |  |  | 2024
67688 | MISO | SV CSG Wagner A LLC | 65535 | SunVest Solar LLC | 38.1613 | -89.7029 | 11210 Zeigler Mine Rd | Sparta | IL | 62286 | Randolph | SERC | MISO | Midcontinent Independent Transmission System Operator, Inc.. | Solar | Solar Photovoltaic | 1 | WAGNA | 2 | 2 | 2 | NR | IPP Non-CHP | 12.47 | Q |  |  |  |  | 3.1 | Y | Y |  |  |  |  | 2024
67689 | MISO | SV CSG Wagner B LLC | 65535 | SunVest Solar LLC | 38.1774 | -89.8539 | 8060 Wirth Lane | Baldwin | IL | 62217 | Randolph | SERC | MISO | Midcontinent Independent Transmission System Operator, Inc.. | Solar | Solar Photovoltaic | 1 | WAGNB | 2 | 2 | 2 | NR | IPP Non-CHP | 12.47 | Q |  |  |  |  | 3.1 | Y | Y |  |  |  |  | 2024
67690 | PJM | Oaks Landfill CS 2 | 60025 | Greenbacker Renewable Energy Corporation | 39.1937 | -77.1187 | 6001 Olney Laytonsville Rd | Gaithersburg | MD | 20882 | Montgomery | RFC | PJM | PJM Interconnection, LLC | Solar | Solar Photovoltaic | 1 | 884 | 2 | 2 | 2 | NR | IPP Non-CHP | 15 | Q |  |  |  |  | 2.77 | [6 empty] | 2024
67694 | PJM | Capon Bridge Solar LLC | 66335 | Capon Bridge Solar LLC | 39.2872 | -78.642 | 764 Ford Hill Rd | Augusta | WV | 26704 | Hampshire | RFC | PJM | PJM Interconnection, LLC | Solar | Solar Photovoltaic | 1 | CPS01 | 20 | 20 | 20 | NR | IPP Non-CHP | 34.5 | Q |  |  |  |  | 26.34 | [6 empty] | 2024
67695 | WECC | Holtville | 60025 | Greenbacker Renewable Energy Corporation | 32.8134 | -115.3887 | 602 West 6th St | Holtville | CA | 92250 | Imperial | WECC | CISO | California Independent System Operator | Battery | Batteries | 1 | 823 | 30 | 30 | 30 | NR | IPP Non-CHP | 35 | Q | [7 empty] | 127 | 30 | 30 | LIB | 2024
67696 | MISO | Twin Lakes Solar LLC | 66334 | Twin Lakes Solar LLC | 40.7154 | -86.7758 | 4901 E. Luse Rd. | Monticello | IN | 47960 | White | MRO | MISO | Midcontinent Independent Transmission System Operator, Inc.. | Solar | Solar Photovoltaic | 1 | TWNLK | 150 | 150 | 150 | NR | IPP Non-CHP | 138 | Q |  |  |  |  | 206.38 | Y | [5 empty] | 2024
67698 | WECC | Coffee Creek BESS | 15248 | Portland General Electric Co | 45.3417 | -122.7815 | 10105 Sw Day Rd | Sherwood | OR | 97140 | Washington | WECC | PGE | Portland General Electric Company | Battery | Batteries | 1 | CCRK1 | 17 | 17 | 17 | RE | Electric Utility | 13 | I | [7 empty] | 34 | 17 | 17 | LIB | 2024
67699 | SPP | Osage City Solar | 22500 | Evergy Kansas Central, Inc | 38.6512 | -95.8281 | 6315 W 229th St | Osage City | KS | 66523 | Osage | MRO | SWPP | Southwest Power Pool | Solar | Solar Photovoltaic | 1 | OSAGE | 1.8 | 1.8 | 1.8 | RE | Electric Utility | 12.47 | I |  |  |  |  | 2.14 |  | Y |  |  |  |  | 2024
67706 | PJM | Spring Lane | 61944 | MN8 Energy LLC | 40.1834 | -79.3196 | 282 Mansville Road | Ligonier | PA | 15658 | Westmoreland | RFC | PJM | PJM Interconnection, LLC | Solar | Solar Photovoltaic | 1 | GEN1 | 13.8 | 13.8 | 13.8 | NR | IPP Non-CHP | 25 | Q |  |  |  |  | 18 | Y | [5 empty] | 2024
67707 | PJM | CUA West Campus - South (CSG) | 60531 | Standard Solar | 38.9353 | -77.0025 | 3750 Harewood Rd NE | Washington | DC | 20064 | District of Columbia | RFC | PJM | PJM Interconnection, LLC | Solar | Solar Photovoltaic | 1 | CUAWS | 2.8 | 2.8 | 2.8 | NR | IPP Non-CHP | 3.64 | Q |  |  |  |  | 3.6 | Y | [5 empty] | 2024
67708 | PJM | EDF Saucon Valley | 60531 | Standard Solar | 40.5818 | -75.3573 | 124 Goodman Dr S | Bethlehem | PA | 18015 | Northampton | RFC | PJM | PJM Interconnection, LLC | Solar | Solar Photovoltaic | 1 | EDFSV | 2.6 | 2.6 | 2.6 | NR | IPP Non-CHP | 3.09 | Q |  |  |  |  | 3.1 | Y | [5 empty] | 2024
67709 | PJM | CUA West Campus - North (CSG) | 60531 | Standard Solar | 38.9353 | -77.0025 | 3750 Harewood Rd NE | Washington | DC | 20064 | District of Columbia | RFC | PJM | PJM Interconnection, LLC | Solar | Solar Photovoltaic | 1 | CUAWN | 3 | 3 | 3 | NR | IPP Non-CHP | 3.84 | Q |  |  |  |  | 3.8 | Y | [5 empty] | 2024
67712 | WECC | Constable BESS | 15248 | Portland General Electric Co | 45.559 | -122.9437 | 3953 NE Constable St. | Hillsboro | OR | 97124 | Washington | WECC | PGE | Portland General Electric Company | Battery | Batteries | 1 | CSTB1 | 75 | 75 | 75 | RE | Electric Utility | 115 | I | [7 empty] | 300 | 75 | 75 | LIB | 2024
67720 | PJM | Whiskey Acres | 66267 | Solar DG IL 4, LLC | 41.877 | -88.733 | 11504 Keslinger Road | Dekalb | IL | 60115 | DeKalb | RFC | PJM | PJM Interconnection, LLC | Solar | Solar Photovoltaic | 1 | PV1 | 2 | 2 | 2 | NR | IPP Non-CHP | 34.5 | Q |  |  |  |  | 2.8 | Y | N |  |  |  |  | 2024
67724 | MISO | Antigo-Forrest Street Solar Project | 20860 | Wisconsin Public Service Corp | 45.1239 | -89.1754 | N 2661 Western Rd | Antigo | WI | 54409 | Langlade | RFC | MISO | Midcontinent Independent Transmission System Operator, Inc.. | Solar | Solar Photovoltaic | 1 | 20243 | 6 | 6 | 6 | RE | Electric Utility | 24.9 | I |  |  |  |  | 6.9 | Y | [5 empty] | 2024
67725 | MISO | Auburn Solar WI, LLC | 20847 | Wisconsin Electric Power Co | 43.5993 | -88.2387 | N1665 HWY 45 | Campbellsport | WI | 53010 | Fond Du Lac | RFC | MISO | Midcontinent Independent Transmission System Operator, Inc.. | Solar | Solar Photovoltaic | 1 | 20245 | 5 | 5 | 5 | RE | Electric Utility | 24.9 | I |  |  |  |  | 5.8 | Y | [5 empty] | 2024
67726 | MISO | Bonduel Solar WI, LLC | 20847 | Wisconsin Electric Power Co | 44.731 | -88.3743 | W2693 Zachow Road | Bonduel | WI | 54107 | Shawano | RFC | MISO | Midcontinent Independent Transmission System Operator, Inc.. | Solar | Solar Photovoltaic | 1 | 20233 | 7.5 | 7.5 | 7.5 | RE | Electric Utility | 34.5 | I |  |  |  |  | 8.6 | Y | Y |  |  |  |  | 2023
67728 | MISO | Hackbarth Solar WI, LLC | 20847 | Wisconsin Electric Power Co | 42.8877 | -88.8772 | TBD | Fort Atkinson | WI | 53538 | Jefferson | RFC | MISO | Midcontinent Independent Transmission System Operator, Inc.. | Solar | Solar Photovoltaic | 1 | 20244 | 5 | 5 | 5 | RE | Electric Utility | 24.9 | I |  |  |  |  | 5.8 | Y | [5 empty] | 2024
67729 | MISO | Jackson Solar WI, LLC | 20847 | Wisconsin Electric Power Co | 43.3099 | -88.0915 | 1080 Sherman Road | Cedarburg | WI | 53012 | Ozaukee | RFC | MISO | Midcontinent Independent Transmission System Operator, Inc.. | Solar | Solar Photovoltaic | 1 | 20234 | 7.5 | 7.5 | 7.5 | RE | Electric Utility | 24.9 | I |  |  |  |  | 8.6 | Y | Y |  |  |  |  | 2023
67730 | MISO | LaFayette Solar WI, LLC | 20847 | Wisconsin Electric Power Co | 42.7021 | -88.5331 | Cobb Road | Elkhorn | WI | 53121 | Walworth | RFC | MISO | Midcontinent Independent Transmission System Operator, Inc.. | Solar | Solar Photovoltaic | 1 | 20246 | 6 | 6 | 6 | RE | Electric Utility | 24.9 | I |  |  |  |  | 6.9 | Y | [5 empty] | 2024
67732 | MISO | Silver Lake Solar WI, LLC | 20847 | Wisconsin Electric Power Co | 42.5749 | -88.1896 | 31051 60th STreet | Salem | WI | 53168 | Kenosha | RFC | MISO | Midcontinent Independent Transmission System Operator, Inc.. | Solar | Solar Photovoltaic | 1 | 20232 | 7.5 | 7.5 | 7.5 | RE | Electric Utility | 24.9 | I |  |  |  |  | 8.6 | Y | Y |  |  |  |  | 2023
67733 | MISO | Spring Prairie Solar WI, LLC | 20847 | Wisconsin Electric Power Co | 42.6784 | -88.3392 | W751 HWY 11 | Burlington | WI | 53105 | Walworth | RFC | MISO | Midcontinent Independent Transmission System Operator, Inc.. | Solar | Solar Photovoltaic | 1 | 20231 | 7.5 | 7.5 | 7.5 | RE | Electric Utility | 24.9 | I |  |  |  |  | 8.6 | Y | Y |  |  |  |  | 2023
67743 | WECC | Bishop Ranch BR 1-X | 66355 | Bollinger Canyon Road BR 1-X Solar Project 2020 | 37.7598 | -121.956 | 6101 Bollinger Canyon Rd | San Ramon | CA | 94583 | Contra Costa | WECC | CISO | California Independent System Operator | Mixed | Batteries; Solar Photovoltaic | 3 | 4057B; 4057C; 4057R | 1.4 | 1.4 | 1.4 | NR | IPP Non-CHP | 0.48 | Q |  |  |  |  | 1.1 | Y |  | 1.1 | 0.5 | 0.5 | LIB | 2022
67746 | WECC | Highway 43 1887-WD | 60531 | Standard Solar | 35.5281 | -119.311 | 17213 Highway 43 | Shafter | CA | 93263 | Kern | WECC | CISO | California Independent System Operator | Solar | Solar Photovoltaic | 1 | HWY43 | 2.3 | 2.3 | 2.3 | NR | IPP Non-CHP | 12.47 | Q | [11 empty] | 2024
67747 | WECC | Nachtigall 1836-WD | 60531 | Standard Solar | 35.6087 | -119.3258 | 200 CA-43 | Wasco | CA | 93280 | Kern | WECC | CISO | California Independent System Operator | Solar | Solar Photovoltaic | 1 | NACHT | 4.6 | 4.6 | 4.6 | NR | IPP Non-CHP | 12.47 | Q | [11 empty] | 2024
67748 | WECC | Terry 1818-WD | 60531 | Standard Solar | 35.6078 | -119.3288 | 200 CA-43 | Wasco | CA | 93280 | Kern | WECC | CISO | California Independent System Operator | Solar | Solar Photovoltaic | 1 | TERRY | 4.6 | 4.6 | 4.6 | NR | IPP Non-CHP | 12.47 | Q | [11 empty] | 2024
67750 | WECC | Kern Sunset 1886-WD | 60531 | Standard Solar | 35.2207 | -118.9089 | TBD | Bakersfield | CA | 93307 | Kern | WECC | CISO | California Independent System Operator | Solar | Solar Photovoltaic | 1 | WEEDP | 2.4 | 2.4 | 2.4 | NR | IPP Non-CHP | 12.47 | Q | [11 empty] | 2024
67751 | PJM | DG Harlem Solar | 66349 | DG Harlem, LLC | 42.1729 | -89.4134 | 681 S Van Brocklyn Road | Freeport | IL | 61032 | Stephenson | MRO | PJM | PJM Interconnection, LLC | Solar | Solar Photovoltaic | 1 | HM701 | 2 | 2 | 2 | NR | IPP Non-CHP | 12.5 | Q |  |  |  |  | 2.11 | Y | [5 empty] | 2024
67753 | PJM | Plote Somonauk | 66353 | Solar DG IL 2, LLC | 41.674 | -88.682 | 2941 Governor Beveridge Hwy | Somonauk | IL | 60552 | DeKalb | RFC | PJM | PJM Interconnection, LLC | Solar | Solar Photovoltaic | 1 | PV1 | 2 | 2 | 2 | NR | IPP Non-CHP | 34.5 | Q |  |  |  |  | 2.8 | Y | [5 empty] | 2024
67760 | PJM | All World Solar Facility | 66362 | All World Machinery Supply, Inc. | 42.462 | -88.9988 | 6164 All World Way | Roscoe | IL | 61073 | Winnebago | RFC | PJM | PJM Interconnection, LLC | Solar | Solar Photovoltaic | 1 | AWM | 1.5 | 1.5 | 1.3 | NR | Industrial Non-CHP | 0.48 | IND |  |  |  |  | 2 | [6 empty] | 2023
67766 | WECC | Yellowstone County Generating Station | 56815 | NorthWestern Energy (MT wind/thermal) | 45.6599 | -108.7608 | 810 S. Strauch Rd | Laurel | MT | 59044 | Yellowstone | WECC | NWMT | NorthWestern Energy (NWMT) | Natural Gas | Natural Gas Internal Combustion Engine | 18 | YGS01; YGS02; YGS03; YGS04; YGS05; YGS06; YGS07; YGS08; YGS09; YGS10; YGS11; YGS12; YGS13; YGS14; YGS15; YGS16; YGS17; YGS18 | 207 | 165.6 | 165.6 | RE | Electric Utility | 100 | I | [11 empty] | 2024
67786 | MISO | Hickory Solar | 66402 | Hickory Solar LLC | 39.1331 | -90.366 | 24059 N Centennial Rd | Jerseyville | IL | 62052 | Jersey | SERC | MISO | Midcontinent Independent Transmission System Operator, Inc.. | Solar | Solar Photovoltaic | 1 | GEN01 | 110 | 110 | 110 | NR | IPP Non-CHP | 138 | Q |  |  |  |  | 160.32 | Y | Y |  |  |  |  | 2024
67790 | MISO | Abel Solar | 60520 | SoCore Energy LLC | 41.793 | -90.032 | 14488 Hillside Road | Morrison | IL | 61270 | Whiteside | SERC | MISO | Midcontinent Independent Transmission System Operator, Inc.. | Solar | Solar Photovoltaic | 1 | PV1 | 2 | 2 | 2 | NR | IPP Non-CHP | 12.5 | Q |  |  |  |  | 2.8 | Y | [5 empty] | 2021
67791 | SPP | ABIA Parking Structure | 60520 | SoCore Energy LLC | 30.2047 | -97.6686 | 3201 Presidential Blvd | Austin | TX | 78719 | Travis | TRE | SWPP | Southwest Power Pool | Solar | Solar Photovoltaic | 1 | PV1 | 1.8 | 1.8 | 1.8 | NR | IPP Non-CHP | 0.48 | Q |  |  |  |  | 2.3 | [6 empty] | 2021
67792 | MISO | Bunker Hill Solar | 60520 | SoCore Energy LLC | 41.773 | -89.864 | 19742 Bunker Hill Road | Lyndon | IL | 61261 | Whiteside | SERC | MISO | Midcontinent Independent Transmission System Operator, Inc.. | Solar | Solar Photovoltaic | 1 | PV1 | 2 | 2 | 2 | NR | IPP Non-CHP | 12.5 | Q |  |  |  |  | 2.8 | Y | [5 empty] | 2021
67793 | WECC | Open Sky Ranch Inc | 65949 | Bravo REC Management LLC | 36.4605 | -120.0305 | S Howard Ave | Riverdale | CA | 93656 | Fresno | WECC | CISO | California Independent System Operator | Solar | Solar Photovoltaic | 1 | OPSKY | 1.7 | 1.7 | 1.7 | NR | Industrial Non-CHP | 480 | IND |  |  |  |  | 2.1 | Y | [5 empty] | 2024
67794 | WECC | City of Atwater NEM | 60520 | SoCore Energy LLC | 37.274 | -120.629 | 6251 South Bert Crane Road | Atwater | CA | 95301 | Merced | WECC | CISO | California Independent System Operator | Solar | Solar Photovoltaic | 1 | PV1 | 1.5 | 1.5 | 1.5 | NR | IPP Non-CHP | 12 | Q |  |  |  |  | 1.8 | Y | [5 empty] | 2024
67795 | MISO | DPC Madison | 60520 | SoCore Energy LLC | 43.2745 | -91.9393 | 2323 270th Ave. | Ridgeway | IA | 52165 | Winneshiek | MRO | MISO | Midcontinent Independent Transmission System Operator, Inc.. | Solar | Solar Photovoltaic | 1 | PV1 | 1.5 | 1.5 | 1.5 | NR | IPP Non-CHP | 12.5 | Q |  |  |  |  | 2 | Y | [5 empty] | 2019
67796 | MISO | DPC York | 60520 | SoCore Energy LLC | 41.9937 | -90.1108 | 4341 Sandridge Rd. | Thomson | IL | 61285 | Carroll | SERC | MISO | Midcontinent Independent Transmission System Operator, Inc.. | Solar | Solar Photovoltaic | 1 | PV1 | 1.5 | 1.5 | 1.5 | NR | IPP Non-CHP | 12.5 | Q |  |  |  |  | 2 | Y | [5 empty] | 2019
67799 | WECC | Brittlebush Solar | 66394 | Randolph Solar Park LLC | 32.9258 | -111.4905 | 4674 S. Vail Rd | Coolidge | AZ | 85128 | Pinal | WECC | SRP | Salt River Project | Solar | Solar Photovoltaic | 1 | GEN01 | 200 | 200 | 200 | NR | IPP Non-CHP | 230 | Q |  |  |  |  | 282.6 | Y | Y |  |  |  |  | 2024
67801 | PJM | FedEx Hagerstown | 60520 | SoCore Energy LLC | 39.6385 | -77.7923 | 11825 Newgate Blvd. | Hagerstown | MD | 21740 | Washington | RFC | PJM | PJM Interconnection, LLC | Solar | Solar Photovoltaic | 1 | PV1 | 1.8 | 1.8 | 1.8 | NR | IPP Non-CHP | 0.48 | Q |  |  |  |  | 2.7 | [6 empty] | 2015
67803 | MISO | GRE Cambridge Solar | 60520 | SoCore Energy LLC | 45.5885 | -93.1826 | 34175 Naples St NE | Cambridge | MN | 89081 | Isanti | MRO | MISO | Midcontinent Independent Transmission System Operator, Inc.. | Solar | Solar Photovoltaic | 1 | PV1 | 2 | 2 | 2 | NR | IPP Non-CHP | 12.5 | Q |  |  |  |  | 2.6 | Y | [5 empty] | 2019
67804 | PJM | Harmony Solar Project | 60520 | SoCore Energy LLC | 42.366 | -89.78 | 8497 W Cedarville Rd | Lena | IL | 61048 | Stephenson | RFC | PJM | PJM Interconnection, LLC | Solar | Solar Photovoltaic | 1 | PV1 | 2 | 2 | 2 | NR | IPP Non-CHP | 34.5 | Q |  |  |  |  | 2.5 | [6 empty] | 2024
67805 | MISO | Illinois PV Knox 1B | 60520 | SoCore Energy LLC | 40.766 | -90.008 | 378 Knox Road 2300E | Yates City | IL | 61572 | Knox | SERC | MISO | Midcontinent Independent Transmission System Operator, Inc.. | Solar | Solar Photovoltaic | 1 | PV1 | 2 | 2 | 2 | NR | IPP Non-CHP | 13.2 | Q |  |  |  |  | 2.5 | [6 empty] | 2024
67806 | MISO | Macomb 2A | 60520 | SoCore Energy LLC | 40.454 | -90.688 | TBD | Macomb | IL | 61455 | McDonough | SERC | MISO | Midcontinent Independent Transmission System Operator, Inc.. | Solar | Solar Photovoltaic | 1 | PV1 | 2 | 2 | 2 | NR | IPP Non-CHP | 12.47 | Q |  |  |  |  | 2.4 | Y | [5 empty] | 2024
67808 | PJM | NJ Airport Solar Project A | 60520 | SoCore Energy LLC | 40.684 | -74.191 | 132 Carson Road | Newark | NJ | 7114 | Essex | RFC | PJM | PJM Interconnection, LLC | Solar | Solar Photovoltaic | 1 | PV1 | 1 | 1 | 1 | NR | IPP Non-CHP | 0.48 | Q |  |  |  |  | 1.3 | [6 empty] | 2023
67809 | PJM | NJ Airport Solar Project B | 60520 | SoCore Energy LLC | 40.684 | -74.191 | 132 Carson Road | Newark | NJ | 7114 | Essex | RFC | PJM | PJM Interconnection, LLC | Solar | Solar Photovoltaic | 1 | PV1 | 1 | 1 | 1 | NR | IPP Non-CHP | 0.48 | Q |  |  |  |  | 1.3 | [6 empty] | 2023
67810 | PJM | NJ Airport Solar Project C | 60520 | SoCore Energy LLC | 40.684 | -74.191 | 132 Carson Road | Newark | NJ | 7114 | Essex | RFC | PJM | PJM Interconnection, LLC | Solar | Solar Photovoltaic | 1 | PV1 | 1 | 1 | 1 | NR | IPP Non-CHP | 0.48 | Q |  |  |  |  | 1.3 | [6 empty] | 2023
67811 | PJM | NJ Airport Solar Project D | 60520 | SoCore Energy LLC | 40.684 | -74.191 | 132 Carson Road | Newark | NJ | 7114 | Essex | RFC | PJM | PJM Interconnection, LLC | Solar | Solar Photovoltaic | 1 | PV1 | 1 | 1 | 1 | NR | IPP Non-CHP | 0.48 | Q |  |  |  |  | 1.2 | [6 empty] | 2023
67812 | MISO | Rockford Plant | 60520 | SoCore Energy LLC | 42.232 | -89.027 | 4747 Harrison Avenue | Rockford | IL | 61107 | Winnebago | RFC | MISO | Midcontinent Independent Transmission System Operator, Inc.. | Solar | Solar Photovoltaic | 1 | PV1 | 2 | 2 | 2 | NR | IPP Non-CHP | 12.47 | Q |  |  |  |  | 2.5 | [6 empty] | 2024
67813 | MISO | Round Grove 1 | 60520 | SoCore Energy LLC | 41.759 | -89.864 | 12213 Yorktown Road | Lyndon | IL | 61261 | Whiteside | SERC | MISO | Midcontinent Independent Transmission System Operator, Inc.. | Solar | Solar Photovoltaic | 1 | PV1 | 2 | 2 | 2 | NR | IPP Non-CHP | 12.5 | Q |  |  |  |  | 2.8 | Y | [5 empty] | 2021
67814 | MISO | Round Grove 2 | 60520 | SoCore Energy LLC | 41.76 | -89.867 | 12213 Yorktown Road | Lyndon | IL | 61261 | Whiteside | SERC | MISO | Midcontinent Independent Transmission System Operator, Inc.. | Solar | Solar Photovoltaic | 1 | PV1 | 2 | 2 | 2 | NR | IPP Non-CHP | 12.5 | Q |  |  |  |  | 2.8 | Y | [5 empty] | 2021
67815 | MISO | Fond du Lac Community Solar | 60520 | SoCore Energy LLC | 43.734 | -88.473 | TBD | Fond Du Lac | WI | 78719 | Fond Du Lac | RFC | MISO | Midcontinent Independent Transmission System Operator, Inc.. | Solar | Solar Photovoltaic | 1 | PV1 | 1 | 1 | 1 | NR | IPP Non-CHP | 12.47 | Q |  |  |  |  | 1.2 | [6 empty] | 2021
67816 | MISO | Illinois PV Knox 1A | 60520 | SoCore Energy LLC | 40.769 | -90.008 | 378 Knox Road 2300E | Yates City | IL | 61572 | Knox | SERC | MISO | Midcontinent Independent Transmission System Operator, Inc.. | Solar | Solar Photovoltaic | 1 | PV1 | 2 | 2 | 2 | NR | IPP Non-CHP | 13.2 | Q |  |  |  |  | 2.4 | [6 empty] | 2024
67820 | WECC | Dixie Creek Dairy Solar | 65949 | Bravo REC Management LLC | 36.2991 | -119.5002 | 11744 2nd Ave | Hanford | CA | 93230 | Kings | WECC | CISO | California Independent System Operator | Solar | Solar Photovoltaic | 1 | DXCRK | 2.9 | 2.9 | 2.1 | NR | Industrial Non-CHP | 480 | IND |  |  |  |  | 3.1 | Y | [5 empty] | 2024
67821 | WECC | TJX Tucson | 60520 | SoCore Energy LLC | 32.125 | -110.9139 | 7000 S Alvernon Way | Tucson | AZ | 85756 | Pima | WECC | TEPC | Tucson Electric Power Company | Solar | Solar Photovoltaic | 1 | PV1 | 1 | 1 | 1 | NR | IPP Non-CHP | 0.48 | Q |  |  |  |  | 1.4 | [6 empty] | 2018
67822 | PJM | Unity Solar Project (IL) | 60520 | SoCore Energy LLC | 42.369 | -89.78 | 8497 W Cedarville Rd | Lena | IL | 61048 | Stephenson | RFC | PJM | PJM Interconnection, LLC | Solar | Solar Photovoltaic | 1 | PV1 | 2 | 2 | 2 | NR | IPP Non-CHP | 34.5 | Q |  |  |  |  | 2.4 | Y | [5 empty] | 2024
67824 | WECC | TJX Phoenix | 60520 | SoCore Energy LLC | 33.4185 | -112.1781 | 3000 S. 55th Avenue | Phoenix | AZ | 85043 | Maricopa | WECC | SRP | Salt River Project | Solar | Solar Photovoltaic | 1 | PV1 | 2.9 | 2.9 | 2.9 | NR | IPP Non-CHP | 0.48 | Q |  |  |  |  | 4 | [6 empty] | 2018
67825 | WECC | TJX Las Vegas | 60520 | SoCore Energy LLC | 36.251 | -115.0816 | 4100 E Lone Mountain Rd. | North Las Vegas | NV | 89081 | Clark | WECC | NEVP | Nevada Power Company | Solar | Solar Photovoltaic | 1 | PV1 | 1 | 1 | 1 | NR | IPP Non-CHP | 0.48 | Q |  |  |  |  | 1.4 | [6 empty] | 2019
67832 | MISO | Yorktown 1 Solar | 60520 | SoCore Energy LLC | 41.768 | -89.862 | 12610 Yorktown Road | Lyndon | IL | 61261 | Whiteside | SERC | MISO | Midcontinent Independent Transmission System Operator, Inc.. | Solar | Solar Photovoltaic | 1 | PV1 | 2 | 2 | 2 | NR | IPP Non-CHP | 34.5 | Q |  |  |  |  | 2.5 | Y | [5 empty] | 2024
67833 | MISO | Yorktown 2 Solar | 60520 | SoCore Energy LLC | 41.768 | -89.859 | 12610 Yorktown Road | Lyndon | IL | 61261 | Whiteside | SERC | MISO | Midcontinent Independent Transmission System Operator, Inc.. | Solar | Solar Photovoltaic | 1 | PV1 | 2 | 2 | 2 | NR | IPP Non-CHP | 34.5 | Q |  |  |  |  | 2.5 | Y | [5 empty] | 2024
67835 | WECC | Costa View Farms | 66410 | 127 CVF, LLC | 36.99 | -120.308 | 16800 Road 15 | Madera | CA | 93637 | Madera | WECC | CISO | California Independent System Operator | Solar | Solar Photovoltaic | 1 | 64544 | 5 | 5 | 4 | NR | IPP Non-CHP | 15 | COM |  |  |  |  | 6.3 | [6 empty] | 2024
67846 | PJM | Rivanna Solar | 66414 | Rivanna Solar LLC | 37.966 | -78.4 | 2627 Buck Island Rd | Charlottesville | VA | 22902 | Albemarle | RFC | PJM | PJM Interconnection, LLC | Solar | Solar Photovoltaic | 1 | RIVA | 13.3 | 12.5 | 12.5 | NR | IPP Non-CHP | 34.5 | Q |  |  |  |  | 14.68 | [6 empty] | 2024
67851 | PJM | Montague Energy Storage | 66423 | VESI 34 LLC | 41.2785 | -74.7983 | 402 Route 206 | Montague | NJ | 7827 | Sussex | NPCC | PJM | PJM Interconnection, LLC | Battery | Batteries | 1 | MONT1 | 20 | 20 | 20 | NR | IPP Non-CHP | 34.5 | Q | [7 empty] | 20 | 20 | 20 | LIB | 2024
67852 | MISO | Hardy Hills Solar Energy LLC | 66424 | Hardy Hills Solar LLC | 40.3428 | -86.502 | 3669 N County Rd 0 Eastwest | Frankfort | IN | 46041 | Clinton | WECC | MISO | Midcontinent Independent Transmission System Operator, Inc.. | Solar | Solar Photovoltaic | 1 | HHSPV | 195 | 195 | 195 | RE | Electric Utility | 230 | I |  |  |  |  | 239.87 | Y | [5 empty] | 2024
67853 | WECC | Delta Electronics Fremont | 66425 | Delta Electronics (Americas) Ltd | 37.4896 | -121.949 | 46101 Fremont Blvd | Fremont | CA | 94538 | Alameda | WECC | CISO | California Independent System Operator | Solar | Solar Photovoltaic | 2 | PV1; PV4 | 1 | 1 | 1 | NR | Industrial Non-CHP | 0.48 | IND |  |  |  |  | 1.13 | [6 empty] | 2016
67855 | WECC | Westwing | 64904 | AES Clean Energy | 33.7131 | -112.3242 | 12103 West Happy Valley Rd | Peoria | AZ | 85383 | Maricopa | WECC | AZPS | Arizona Public Service Company | Battery | Batteries | 1 | WESTW | 82 | 82 | 82 | NR | IPP Non-CHP | 230 | Q | [7 empty] | 329.6 | 82 | 82 | LIB | 2024
67856 | MISO | NLMU Diesel | 13468 | New London Municipal Utilities | 40.9292 | -91.3902 | 2705 260th St | New London | IA | 52645 | Henry | MRO | MISO | Midcontinent Independent Transmission System Operator, Inc.. | Petroleum | Petroleum Liquids | 4 | 1157; 1158; 1159; 826 | 8 | 8 | 8 | RE | Electric Utility | 13.2 | M | [11 empty] | 2000
67863 | WECC | TWC | 65949 | Bravo REC Management LLC | 36.1228 | -119.4477 | 5535 Avenue 184 | Tulare | CA | 93274 | Tulare | WECC | CISO | California Independent System Operator | Solar | Solar Photovoltaic | 1 | TWC | 1.2 | 1.2 | 1 | NR | Industrial Non-CHP | 480 | IND |  |  |  |  | 1.3 | Y | [5 empty] | 2024
67866 | WECC | Paso Robles - Municipal Airport | 60584 | Onyx Asset Services Group | 35.6794 | -120.6359 | Paso Robles | Paso Robles | CA | 93446 | San Luis Obispo | WECC | CISO | California Independent System Operator | Solar | Solar Photovoltaic | 1 | 10221 | 3 | 3 | 3 | NR | IPP Non-CHP | 12 | Q |  |  |  |  | 3.98 | Y | [5 empty] | 2024
67868 | WECC | Harris Farms Solar Facility | 66438 | Harris Farms Inc | 36.2532 | -120.2293 | TBD | Coalinga | CA | 93210 | Fresno | WECC | CISO | California Independent System Operator | Solar | Solar Photovoltaic | 1 | HF1 | 1.3 | 1.3 | 1.3 | NR | Industrial Non-CHP | 12 | COM |  |  |  |  | 1.64 | Y | [5 empty] | 2024
67869 | WECC | Sundial (Troutdale) BESS | 66444 | Troutdale Grid, LLC | 45.5598 | -122.4201 | 3011 NW Sundial Road | Troutdale | OR | 97060 | Multnomah | WECC | PGE | Portland General Electric Company | Battery | Batteries | 1 | BTD | 200 | 200 | 200 | NR | IPP Non-CHP | 230 | Q | [7 empty] | 800 | 200 | 200 | LIB | 2024
67899 | PJM | PNY BESS LLC | 58871 | Citizens Enterprises Corporation | 39.8902 | -75.1855 | 1901 Kitty Hawk Ave | Philadelphia | PA | 19112 | Philadelphia | RFC | PJM | PJM Interconnection, LLC | Battery | Batteries | 1 | GEN5 | 6.2 | 6.2 | 6.2 | NR | IPP Non-CHP | 13.2 | Q | [7 empty] | 6.2 | 6.2 | 6.2 | LIB | 2021
67909 | MISO | Sherco Solar I | 13781 | Northern States Power Co - Minnesota | 45.4072 | -93.9365 | 11492 115th Street Southeast | Clear Lake | MN | 55319 | Sherburne | MRO | MISO | Midcontinent Independent Transmission System Operator, Inc.. | Solar | Solar Photovoltaic | 1 | SHS01 | 222.9 | 222.92 | 222.92 | RE | Electric Utility | 345 | I |  |  |  |  | 264.6 | Y | Y |  |  |  |  | 2024
67910 | PJM | Timbermill Wind, LLC | 66473 | Timbermill Wind | 36.1519 | -76.601 | 408 West Bear Swamp Road | Edenton | NC | 27932 | Chowan | SERC | PJM | PJM Interconnection, LLC | Wind | Onshore Wind Turbine | 1 | TIMBY | 189 | 189 | 189 | NR | IPP Non-CHP | 230 | Q |  | 45 | Vestas | 345 | [7 empty] | 2024
67913 | WECC | Wonderful Orchards - West Valley | 63689 | Wonderful Renewable Energy, LLC. | 35.6582 | -119.973 | SW L2 18 26 19 PV | Blackwells Corner | CA | 93249 | Kern | WECC | CISO | California Independent System Operator | Solar | Solar Photovoltaic | 1 | WOWV | 3 | 3 | 3 | NR | Industrial Non-CHP | 69 | Q |  |  |  |  | 3.6 | Y | [5 empty] | 2020
67915 | MISO | Crossett Solar | 62161 | Cubico USA, LLC | 33.0961 | -91.9479 | 3600 Highway 133 S | Crossett | AR | 71635 | Ashley | SERC | MISO | Midcontinent Independent Transmission System Operator, Inc.. | Solar | Solar Photovoltaic | 1 | CROSS | 100 | 100 | 100 | NR | IPP Non-CHP | 115 | Q |  |  |  |  | 131.79 | Y | [5 empty] | 2024
67916 | WECC | Foote Creek Rim | 14354 | PacifiCorp | 41.6283 | -106.2013 | 180 Ex 373 N 2 Mile Rte 13 | McFadden | WY | 82083 | Carbon | WECC | PACE | PacifiCorp - East | Wind | Onshore Wind Turbine | 1 | 1 | 134.8 | 134.8 | 134.8 | RE | Electric Utility | 135 | I |  | 43 | Vestas | 136 | [7 empty] | 2024
67933 | PJM | Halifax CSG LLC | 65677 | Dimension Energy LLC | 36.6793 | -78.9392 | 3074 Philpott Road | South Boston | VA | 24592 | Halifax | SERC | PJM | PJM Interconnection, LLC | Solar | Solar Photovoltaic | 1 | HALIF | 3.1 | 3.1 | 3.1 | NR | IPP Non-CHP | 34.5 | Q |  |  |  |  | 4.15 | [6 empty] | 2024
67935 | PJM | Clearview Solar 1 | 66486 | Clearview Solar I, LLC | 40.2692 | -83.9841 | 12601 Champaign-Logan | Quincy | OH | 43343 | Champaign | RFC | PJM | PJM Interconnection, LLC | Solar | Solar Photovoltaic | 1 | CLV1 | 144 | 144 | 144 | NR | IPP Non-CHP | 138 | Q |  |  |  |  | 195.74 | Y | Y |  |  |  |  | 2024
67943 | MISO | Sherburne Solar Holdings, LLC | 63359 | REA Investments, LLC | 45.5433 | -93.5936 | 31646 128th St NW | Princeton | MN | 55371 | Sherburne | MRO | MISO | Midcontinent Independent Transmission System Operator, Inc.. | Solar | Solar Photovoltaic | 1 | SHBUN | 3 | 3 | 3 | NR | IPP Non-CHP | 12.47 | Q |  |  |  |  | 3.7 | N | [5 empty] | 2021
67948 | SPP | Hampton Substation Energy Storage | 4363 | Corn Belt Power Coop | 42.6872 | -93.2321 | 1454 110th St | Hampton | IA | 50441 | Franklin | MRO | SWPP | Southwest Power Pool | Battery | Batteries | 1 | MP1 | 1.8 | 1.4 | 1.4 | RE | Electric Utility | 12.5 | C | [7 empty] | 9.1 | 1.4 | 1.4 | LIB | 2022
67952 | WECC | LPEA Sunnyside Solar 1 Facility | 10539 | La Plata Electric Assn, Inc | 37.1241 | -107.8602 | 299 County Road 218 | Durango | CO | 81303 | La Plata | WECC | WACM | Western Area Power Administration - Rocky Mountain Region | Solar | Solar Photovoltaic | 1 | PV001 | 1.7 | 1.7 | 1.7 | RE | Electric Utility | 12.5 | C |  |  |  |  | 2.1 | Y | Y |  |  |  |  | 2024
67958 | MISO | DSI Julie Solar | 66514 | DSI Julie Solar LLC | 45.4672 | -94.3961 | 14025 Greystone Road | Cold Spring | MN | 56320 | Stearns | MRO | MISO | Midcontinent Independent Transmission System Operator, Inc.. | Solar | Solar Photovoltaic | 1 | DSIJ | 1 | 1 | 1 | NR | IPP Non-CHP | 48 | Q |  |  |  |  | 1.27 | Y | [5 empty] | 2024
67964 | WECC | Agave | 803 | Arizona Public Service Co | 33.3239 | -112.8397 | 36801 W Southern Pacific Trail | Arlington | AZ | 85322 | Maricopa | WECC | AZPS | Arizona Public Service Company | Solar | Solar Photovoltaic | 1 | A150M | 150 | 150 | 150 | RE | Electric Utility | 500 | I |  |  |  |  | 195 | Y | [5 empty] | 2023
67967 | PJM | Toledo Air National Guard | 66518 | 180th Fighter Wing | 41.5864 | -83.7878 | 2660 South Eber Road | Swanton | OH | 43558 | Lucas | MRO | PJM | PJM Interconnection, LLC | Solar | Solar Photovoltaic | 1 | 180FW | 1.5 | 1.5 | 1 | RE | Commercial Non-CHP | 1.5 | F |  |  |  |  | 2.3 | Y | [5 empty] | 2010
67994 | WECC | City of Long Beach Airport Lot A & B | 66541 | Solar DG CA Long Beach, LLC | 33.8152 | -118.1412 | 4100 Donald Douglas Drive | Long Beach | CA | 90808 | Los Angeles | WECC | LDWP | Los Angeles Department of Water and Power | Solar | Solar Photovoltaic | 1 | COLBA | 1.8 | 1.2 | 0.9 | NR | IPP Non-CHP | 12 | Q |  |  |  |  | 2 | [6 empty] | 2024
68016 | WECC | Hollister Wastewater Facility | 58759 | Perpetual Energy Systems | 36.8572 | -121.4459 | 2690 San Juan Road | Hollister | CA | 95023 | San Benito | WECC | CISO | California Independent System Operator | Solar | Solar Photovoltaic | 1 | HOLWF | 1 | 1 | 1 | NR | IPP Non-CHP | 480 | Q |  |  |  |  | 1.2 | [6 empty] | 2011
68027 | WECC | Lemoore West | 66559 | Leprino Foods | 36.3002 | -119.8214 | 351 N Belle Haven Dr | Lemoore | CA | 93245 | Kings | WECC | CISO | California Independent System Operator | Solar | Solar Photovoltaic | 1 | LEW1 | 7.9 | 7.9 | 7.9 | NR | Industrial Non-CHP | 12.5 | IND |  |  |  |  | 10 | [6 empty] | 2022
68038 | WECC | KDC Solar Madera LLC | 61980 | Valta Energy | 36.926 | -120.104 | 24441 Ave 12 | Madera | CA | 93637 | Madera | WECC | BANC | Balancing Authority of Northern California | Solar | Solar Photovoltaic | 1 | VSPRC | 10 | 10 | 10 | NR | IPP Non-CHP | 35.4 | Q |  |  |  |  | 12.9 | [6 empty] | 2023
68041 | WECC | Overland | 60025 | Greenbacker Renewable Energy Corporation | 40.135 | -104.6454 | 21970 CO RD 22 | Hudson | CO | 80642 | Weld | WECC | PSCO | Public Service Company of Colorado | Solar | Solar Photovoltaic | 1 | 948 | 11 | 11 | 11 | NR | IPP Non-CHP | 15 | Q |  |  |  |  | 11.88 | Y | [5 empty] | 2024
68046 | MISO | Lake Wilson Solar | 66562 | Lake Wilson Solar, LLC | 43.9804 | -95.9549 | 908 55th Avenue | Lake Wilson | MN | 56151 | Murray | MRO | MISO | Midcontinent Independent Transmission System Operator, Inc.. | Solar | Solar Photovoltaic | 1 | 30801 | 1 | 1 | 0.8 | NR | IPP Non-CHP | 12.47 | Q |  |  |  |  | 1.1 | Y | [5 empty] | 2024
68047 | MISO | Lake Lilian Solar | 66563 | Lake Lilian Solar, LLC | 44.9368 | -94.8919 | 10972 195th Ave SE | Lilian Lake | MN | 56253 | Kandiyohi | MRO | MISO | Midcontinent Independent Transmission System Operator, Inc.. | Solar | Solar Photovoltaic | 1 | 30796 | 1 | 1 | 0.8 | NR | IPP Non-CHP | 12.47 | Q |  |  |  |  | 1.4 | Y | [5 empty] | 2024
68049 | MISO | Marion Solar 4b LLC | 65539 | Pivot Energy | 38.6246 | -89.1144 | 4129 US Hwy 51 | Sandoval | IL | 62882 | Marion | RFC | MISO | Midcontinent Independent Transmission System Operator, Inc.. | Solar | Solar Photovoltaic | 1 | MS4B | 2 | 2 | 2 | NR | IPP Non-CHP | 13.2 | Q |  |  |  |  | 2.4 | Y | Y |  |  |  |  | 2024
68050 | MISO | Putnam Solar 1 | 65539 | Pivot Energy | 41.2578 | -89.2118 | 13490 IL Hwy 71 | Granville | IL | 61326 | Putnam | MRO | MISO | Midcontinent Independent Transmission System Operator, Inc.. | Solar | Solar Photovoltaic | 1 | PUT1 | 2 | 2 | 2 | NR | IPP Non-CHP | 12.47 | Q |  |  |  |  | 2.5 | Y | Y |  |  |  |  | 2024
68051 | MISO | Putnam Solar 1B | 65539 | Pivot Energy | 41.2578 | -89.2127 | 13490 IL Hwy 71 | Granville | IL | 61326 | Putnam | MRO | MISO | Midcontinent Independent Transmission System Operator, Inc.. | Solar | Solar Photovoltaic | 1 | PUT1B | 2 | 2 | 2 | NR | IPP Non-CHP | 12.47 | Q |  |  |  |  | 2.5 | Y | Y |  |  |  |  | 2024
68056 | MISO | Wolf Run Solar | 66566 | Wolf Run Solar LLC | 39.7923 | -90.3593 | 1837 Concord Arenzville Rd | Chapin | IL | 62628 | Morgan | SERC | MISO | Midcontinent Independent Transmission System Operator, Inc.. | Solar | Solar Photovoltaic | 1 | GEN01 | 140 | 140 | 140 | NR | IPP Non-CHP | 138 | Q |  |  |  |  | 207.39 | Y | Y |  |  |  |  | 2024
68058 | WECC | Prairie Center Energy LLC | 66569 | Whetstone Power Operations LLC | 39.9303 | -104.7943 | 12800 Cameron Drive | Brighton | CO | 80603 | Adams | WECC | WACM | Western Area Power Administration - Rocky Mountain Region | Battery | Batteries | 1 | PCEBS | 35.4 | 33.7 | 33.7 | NR | IPP Non-CHP | 12.47 | Q | [7 empty] | 235 | 35.4 | 35.4 | OTH | 2024
68059 | MISO | Kankakee Solar 1 | 65539 | Pivot Energy | 41.2151 | -87.9198 | 6591 North 2250W Rd | Bourbonnais | IL | 60914 | Kankakee | MRO | MISO | Midcontinent Independent Transmission System Operator, Inc.. | Solar | Solar Photovoltaic | 1 | KANK1 | 2 | 2 | 2 | NR | IPP Non-CHP | 12.47 | Q |  |  |  |  | 2.4 | Y | Y |  |  |  |  | 2024
68063 | PJM | VA- US Foods- Manassas | 66573 | EDPRNA DG VA Manassas LLC | 38.786 | -77.5548 | 11994 Livingston Road | Manassas | VA | 20109 | Prince William | SERC | PJM | PJM Interconnection, LLC | Solar | Solar Photovoltaic | 1 | USM | 2 | 2 | 2 | NR | IPP Non-CHP | 13.8 | Q |  |  |  |  | 2.01 | Y | [5 empty] | 2024
68064 | WECC | CA- US Foods- Livermore | 66574 | EDPRNA DG CA Livermore LLC | 37.7116 | -121.7085 | 300 Lawrence Drive | Livermore | CA | 94551 | Alameda | WECC | CISO | California Independent System Operator | Mixed | Batteries; Solar Photovoltaic | 2 | LBA; USFL | 2.4 | 2.4 | 2.4 | NR | IPP Non-CHP | 13.8 | Q |  |  |  |  | 1.21 | Y |  | 2.1 | 0.6 | 0.6 | LIB | 2024
68066 | MISO | Poet Bioprocessing Emmetsburg | 66578 | Poet Bioprocessing Emmetsburg | 43.0916 | -94.6431 | 4724 380th St | Emmetsburg | IA | 50536 | Palo Alto | MRO | MISO | Midcontinent Independent Transmission System Operator, Inc.. | Natural Gas | Natural Gas Steam Turbine | 1 | 1 | 3.5 | 2.7 | 2.7 | NR | Industrial CHP | 12.5 | IND | [11 empty] | 2023
68147 | MISO | Coffeen Solar BESS | 5504 | Vistra Corp | 39.069 | -89.3934 | 23 CIPS Trail | Coffeen | IL | 62017 | Montgomery | SERC | MISO | Midcontinent Independent Transmission System Operator, Inc.. | Mixed | Solar Photovoltaic; Batteries | 2 | 1; 2 | 46.2 | 46.2 | 46.2 | NR | IPP Non-CHP | 138 | Q |  |  |  |  | 61 | Y |  | 8 | 2 | 2 | LIB | 2024
68148 | MISO | Baldwin Solar BESS | 5504 | Vistra Corp | 38.2035 | -89.8539 | 8089 Levee Road | Baldwin | IL | 66217 | Randolph | SERC | MISO | Midcontinent Independent Transmission System Operator, Inc.. | Mixed | Solar Photovoltaic; Batteries | 2 | 1; 2 | 70.4 | 70.4 | 70.4 | NR | IPP Non-CHP | 345 | Q |  |  |  |  | 94.5 | Y |  | 8 | 2 | 2 | LIB | 2024
68151 | WECC | Mountain View Ind Park 1-sline001 | 65869 | Prologis Logistics Services Incorporated | 34.0502 | -117.4604 | 15750 Jurupa Ave | Fontana | CA | 92337 | San Bernardino | WECC | CISO | California Independent System Operator | Solar | Solar Photovoltaic | 1 | IE001 | 1.1 | 1.1 | 1.1 | NR | IPP Non-CHP | 480 | Q |  |  |  |  | 1.4 | [6 empty] | 2023
68156 | MISO | MN CSG 2019-82 | 66638 | MN CSG 2019-82 LLC | 45.1362 | -94.7599 | 200 Kandi-Meeker Rd S | Atwater | MN | 56209 | Kandiyohi | MRO | MISO | Midcontinent Independent Transmission System Operator, Inc.. | Solar | Solar Photovoltaic | 1 | ATWA | 1 | 1 | 1 | NR | IPP Non-CHP | 48 | Q |  |  |  |  | 1.62 | Y | [5 empty] | 2024
68157 | MISO | MN CSG 2019-60 | 66639 | MN CSG 2019-60 LLC | 44.7328 | -94.6044 | 323 5th St SE | Buffalo Lake | MN | 55314 | Renville | MRO | MISO | Midcontinent Independent Transmission System Operator, Inc.. | Solar | Solar Photovoltaic | 1 | MIRG | 1 | 1 | 1 | NR | IPP Non-CHP | 48 | Q |  |  |  |  | 1.42 | Y | [5 empty] | 2024
68161 | PJM | Maumee Solar | 66611 | Maumee Solar, LLC | 41.568 | -83.695 | 3939 Technology Dr | Maumee | OH | 43537 | Lucas | RFC | PJM | PJM Interconnection, LLC | Solar | Solar Photovoltaic | 1 | MAUME | 2.4 | 2.4 | 2.4 | NR | IPP Non-CHP | 12.5 | Q |  |  |  |  | 2.9 | Y | [5 empty] | 2024
68220 | WECC | North Kern 2 | 65043 | Madison Energy Investments LLC | 35.4678 | -119.1536 | TBD | City of Shafter | CA | 93314 | Kern | WECC | CISO | California Independent System Operator | Solar | Solar Photovoltaic | 1 | NK2PV | 2.5 | 2.5 | 2.5 | NR | IPP Non-CHP | 12.5 | Q |  |  |  |  | 3.7 | Y | [5 empty] | 2024
68221 | WECC | North Kern 1 | 65043 | Madison Energy Investments LLC | 35.4691 | -119.169 | TBD | Shafter | CA | 8691 | Kern | WECC | CISO | California Independent System Operator | Solar | Solar Photovoltaic | 1 | NK1PV | 2.5 | 2.5 | 2.5 | NR | IPP Non-CHP | 12 | Q |  |  |  |  | 3.7 | [6 empty] | 2023
68232 | MISO | St. Clair Solar 3 | 65539 | Pivot Energy | 38.623 | -90.0871 | 6161 Bunkum Road | Washington Park | IL | 62204 | St Clair | MRO | MISO | Midcontinent Independent Transmission System Operator, Inc.. | Solar | Solar Photovoltaic | 1 | STCL3 | 2 | 2 | 2 | NR | IPP Non-CHP | 34.5 | Q |  |  |  |  | 2.5 | Y | Y |  |  |  |  | 2024
68233 | MISO | Kankakee Solar 3 | 65539 | Pivot Energy | 41.2209 | -87.8814 | 300 W 7000N Road | Manteno | IL | 60950 | Kankakee | MRO | MISO | Midcontinent Independent Transmission System Operator, Inc.. | Solar | Solar Photovoltaic | 1 | KANK3 | 2 | 2 | 2 | NR | IPP Non-CHP | 12.47 | Q |  |  |  |  | 2.4 | Y | Y |  |  |  |  | 2024
68234 | WECC | Vinelands Power Plant | 65581 | Grand Valley Power LLC | 39.1017 | -108.3457 | 668 38 RD | Palisade | CO | 81526 | Mesa | WECC | PSCO | Public Service Company of Colorado | Other | Conventional Hydroelectric | 1 | GEN1 | 4.5 | 3.5 | 4.5 | NR | IPP Non-CHP | 69 | Q | [11 empty] | 2022
68260 | WECC | GCC Trident Solar Project | 66692 | GCC Trident LLC | 45.9373 | -111.4637 | 4070 Trident Rd | Three Forks | MT | 59752 | Gallatin | WECC | NWMT | NorthWestern Energy (NWMT) | Solar | Solar Photovoltaic | 1 | GCC1 | 2 | 2 | 2 | NR | Industrial Non-CHP | 4.16 | IND |  |  |  |  | 2.5 | [6 empty] | 2022
68262 | PJM | Fairview Farms | 65043 | Madison Energy Investments LLC | 39.5169 | -76.2736 | 2000 Calvary Rd | Bel Air | MD | 21015 | Harford | RFC | PJM | PJM Interconnection, LLC | Solar | Solar Photovoltaic | 1 | FVFPV | 30 | 30 | 30 | NR | IPP Non-CHP | 12.47 | Q |  |  |  |  | 37.9 | Y | [5 empty] | 2024
68265 | WECC | South County Detention Center Solar | 60520 | SoCore Energy LLC | 36.039 | -119.061 | 1900 West Scranton Ave | Porterville | CA | 93257 | Tulare | WECC | CISO | California Independent System Operator | Solar | Solar Photovoltaic | 1 | PV1 | 1.1 | 1.1 | 1.1 | NR | IPP Non-CHP | 0.48 | Q |  |  |  |  | 1.3 | Y | [5 empty] | 2019
68266 | WECC | North Juvenile Detention Center Solar | 60520 | SoCore Energy LLC | 36.461 | -119.32 | 11200 Avenue 368 | Visalia | CA | 93291 | Tulare | WECC | CISO | California Independent System Operator | Mixed | Batteries; Solar Photovoltaic | 2 | BA1; PV1 | 1.4 | 1.4 | 1.4 | NR | IPP Non-CHP | 12 | Q |  |  |  |  | 1.3 | Y |  | 0.5 | 0.3 | 0.3 | LIB | 2019
68267 | WECC | Government Plaza Solar | 60520 | SoCore Energy LLC | 36.278 | -119.317 | 5953 S. Mooney Blvd | Visalia | CA | 93277 | Tulare | WECC | CISO | California Independent System Operator | Solar | Solar Photovoltaic | 1 | PV1 | 1.1 | 1.1 | 1.1 | NR | IPP Non-CHP | 0.48 | Q |  |  |  |  | 1.2 | [6 empty] | 2020
68268 | WECC | Tulare Akers Professional Center | 60520 | SoCore Energy LLC | 36.322 | -119.351 | 5300 W Tulare Ave | Visalia | CA | 93274 | Tulare | WECC | CISO | California Independent System Operator | Solar | Solar Photovoltaic | 1 | PV1 | 1 | 1 | 1 | NR | IPP Non-CHP | 0.48 | Q |  |  |  |  | 1.1 | [6 empty] | 2019
68269 | WECC | Bob Wiley Detention Center | 60520 | SoCore Energy LLC | 36.454 | -119.312 | 36712 Road 112 | Visalia | CA | 93291 | Tulare | WECC | CISO | California Independent System Operator | Solar | Solar Photovoltaic | 1 | PV1 | 1.8 | 1.8 | 1.8 | NR | IPP Non-CHP | 12 | Q |  |  |  |  | 2.1 | Y | [5 empty] | 2020
68270 | WECC | Civic Center East | 60520 | SoCore Energy LLC | 36.33 | -119.317 | 221 S Mooney Blvd | Visalia | CA | 93291 | Tulare | WECC | CISO | California Independent System Operator | Solar | Solar Photovoltaic | 1 | PV1 | 1.5 | 1.5 | 1.5 | NR | IPP Non-CHP | 4.16 | Q |  |  |  |  | 1.9 | [6 empty] | 2020
68279 | PJM | NCS FCPA LLC | 63630 | New Columbia Solar | 38.8915 | -76.9403 | 4397 Benning Road | Washington | DC | 20019 | District of Columbia | RFC | PJM | PJM Interconnection, LLC | Solar | Solar Photovoltaic | 1 | 10022 | 1.1 | 1.1 | 1.1 | NR | IPP Non-CHP | 21 | Q |  |  |  |  | 1.2 | [6 empty] | 2020
68280 | PJM | NCS Paradise LLC | 63630 | New Columbia Solar | 38.9064 | -76.9514 | 3517 Jay Street NE | Washington | DC | 20019 | District of Columbia | RFC | PJM | PJM Interconnection, LLC | Solar | Solar Photovoltaic | 1 | 10021 | 1.3 | 1.31 | 1.31 | NR | IPP Non-CHP | 21 | Q |  |  |  |  | 1.8 | [6 empty] | 2021
68318 | MISO | Dakota Range Wind | 13781 | Northern States Power Co - Minnesota | 45.2237 | -97.0231 | 45912 149th St | Marvin | SD | 57251 | Grant | MRO | MISO | Midcontinent Independent Transmission System Operator, Inc.. | Wind | Onshore Wind Turbine | 1 | DKR01 | 304 | 297.6 | 297.6 | RE | Electric Utility | 353 | I | OTP.DR1_2.WND | 72 | Vestas | 262.5 | [7 empty] | 2022
68320 | WECC | Blackwell Creek Solar | 66727 | Blackwell Creek Solar LLC | 42.4041 | -123.0083 | TBD | Central Point | OR | 97502 | Jackson | WECC | PACW | PacifiCorp - West | Solar | Solar Photovoltaic | 1 | BC24 | 1.4 | 1.4 | 1.4 | NR | IPP Non-CHP | 12.47 | Q |  |  |  |  | 2 | [6 empty] | 2024
68330 | SPP | DIVOCSG 2 LLC | 65043 | Madison Energy Investments LLC | 45.086 | -94.183 | 4726 Omer Ave SW | Cokato | MN | 55981 | Wright | MRO | SWPP | Southwest Power Pool | Solar | Solar Photovoltaic | 1 | DV2PV | 1 | 1 | 1 | NR | IPP Non-CHP | 480 | Q |  |  |  |  | 1.5 | Y | [5 empty] | 2023
68335 | PJM | Fairhaven | 1167 | Baltimore Gas & Electric Co | 38.7538 | -76.5894 | 50 Fairhaven Rd | Tracys Landing | MD | 20779 | Anne Arundel | RFC | PJM | PJM Interconnection, LLC | Battery | Batteries | 1 | FAIRH | 2.5 | 0.7 | 0.7 | RE | Electric Utility | 13.8 | I | MARTT HL34.5 KV FAIRHABS | [6 empty] | 7.1 | 2.3 | 0.4 | LIB | 2024
68336 | PJM | Sand Prairie Solar | 66743 | DG Sand Prairie, LLC | 40.4377 | -89.6933 | 8428 Wagonseller Road | Green Valley | IL | 61534 | Tazewell | MRO | PJM | PJM Interconnection, LLC | Solar | Solar Photovoltaic | 1 | SP842 | 2 | 2 | 2 | NR | IPP Non-CHP | 12.5 | Q |  |  |  |  | 3.1 | Y | [5 empty] | 2024
68338 | WECC | Verde Light Community Solar | 66732 | Verde Light Community Solar LLC | 44.036 | -117.0037 | 1020 NW 30th St | Ontario | OR | 97914 | Malheur | WECC | IPCO | Idaho Power Company | Solar | Solar Photovoltaic | 1 | VERDE | 3 | 3 | 3 | NR | IPP Non-CHP | 12.47 | Q |  |  |  |  | 4.5 | Y | [5 empty] | 2023
68375 | SPP | Buzzard Flop | 66748 | Peoples Electric Cooperative | 34.8553 | -96.2291 | 4894 N 381 Rd | Calvin | OK | 74531 | Hughes | MRO | SWPP | Southwest Power Pool | Natural Gas | Natural Gas Internal Combustion Engine | 3 | 169; 170; 171 | 7.5 | 6.73 | 6.07 | RE | Electric Utility | 138 | C | WR.PEOP.BUZZARDFLOP | [10 empty] | 2023
68376 | SPP | Centrahoma East | 66748 | Peoples Electric Cooperative | 34.5888 | -96.2877 | 37779 Old SH 3 | Centrahoma | OK | 74534 | Coal | MRO | SWPP | Southwest Power Pool | Natural Gas | Natural Gas Internal Combustion Engine | 10 | 142; 143; 144; 145; 149; 150; 155; 156; 157; 158 | 25 | 22.64 | 20.63 | RE | Electric Utility | 138 | C | WFEC.PEOP.CENTRAHOMAEAST | [10 empty] | 2019
68377 | SPP | Centrahoma West | 66748 | Peoples Electric Cooperative | 34.5932 | -96.2959 | 37727 Old SH 3 | Centrahoma | OK | 74534 | Coal | MRO | SWPP | Southwest Power Pool | Natural Gas | Natural Gas Internal Combustion Engine | 10 | 151; 152; 153; 154; 161; 164; 165; 166; 167; 168 | 25 | 22.7 | 20.49 | RE | Electric Utility | 138 | C | WFEC.PEOP.CENTRAHOMAWEST | [10 empty] | 2019
68378 | SPP | Little Dixie | 66748 | Peoples Electric Cooperative | 34.5939 | -96.2905 | 37750 Old SH 3 | Centrahoma | OK | 74534 | Coal | MRO | SWPP | Southwest Power Pool | Natural Gas | Natural Gas Internal Combustion Engine | 5 | 146; 147; 148; 159; 160 | 12.5 | 11.14 | 9.98 | RE | Electric Utility | 138 | C | WFEC.PEOP.LITTLEDIXIE | [10 empty] | 2019
68379 | SPP | Stuart (OK) | 66748 | Peoples Electric Cooperative | 34.8798 | -96.0545 | 2737 Pryor Rd | McAlester | OK | 74501 | Pittsburg | MRO | SWPP | Southwest Power Pool | Natural Gas | Natural Gas Internal Combustion Engine | 2 | 162; 163 | 5 | 4.49 | 4.04 | RE | Electric Utility | 138 | C | WFEC.PEOP.STUART | [10 empty] | 2023
68391 | PJM | 3100 Valleyview Drive | 65043 | Madison Energy Investments LLC | 39.9569 | -83.0292 | 3100 Valleyview Dr | Columbus | OH | 43204 | Franklin | RFC | PJM | PJM Interconnection, LLC | Solar | Solar Photovoltaic | 1 | VVDPV | 1 | 1 | 1 | NR | IPP Non-CHP | 12.5 | Q |  |  |  |  | 1.3 | [6 empty] | 2023
68393 | PJM | North Stafford HS | 65043 | Madison Energy Investments LLC | 38.4678 | -77.4553 | 839 Garrisonville Rd | Stafford | VA | 22554 | Stafford | SERC | PJM | PJM Interconnection, LLC | Solar | Solar Photovoltaic | 1 | NOSPV | 1.3 | 1.3 | 1.3 | NR | IPP Non-CHP | 12.5 | Q |  |  |  |  | 1.8 | [6 empty] | 2023
68395 | WECC | Wheeler Ridge 2 | 65043 | Madison Energy Investments LLC | 34.9846 | -118.9085 | 4528 Laval Road | Arvin | CA | 93203 | Kern | WECC | CISO | California Independent System Operator | Solar | Solar Photovoltaic | 1 | WR2PV | 5 | 5 | 5 | NR | IPP Non-CHP | 12.5 | Q |  |  |  |  | 7.7 | Y | [5 empty] | 2023
68398 | MISO | Lake Hallie | 60531 | Standard Solar | 44.8996 | -91.3838 | 14253 40th Ave | Chippewa Falls | WI | 54729 | Chippewa | WECC | MISO | Midcontinent Independent Transmission System Operator, Inc.. | Solar | Solar Photovoltaic | 1 | LH001 | 5 | 5 | 5 | NR | IPP Non-CHP | 12.47 | Q | [11 empty] | 2024
68408 | PJM | Newark Solar 1 LLC | 65677 | Dimension Energy LLC | 40.7296 | -74.1467 | 397-447 Ferry St | Newark | NJ | 7105 | Essex | RFC | PJM | PJM Interconnection, LLC | Solar | Solar Photovoltaic | 1 | NEWA1 | 2.2 | 2.2 | 2.2 | NR | IPP Non-CHP | 13.2 | Q |  |  |  |  | 2.8 | [6 empty] | 2024
68409 | WECC | VS RXI Mason-Chatsworth, LLC | 61980 | Valta Energy | 34.235 | -118.579 | 9120 Mason Ave | Chatsworth | CA | 91311 | Los Angeles | WECC | LDWP | Los Angeles Department of Water and Power | Solar | Solar Photovoltaic | 1 | VSPRC | 1.8 | 1.8 | 1.8 | NR | IPP Non-CHP | 35.4 | Q |  |  |  |  | 2.3 | [6 empty] | 2023
68415 | MISO | Armstrong 1 | 60025 | Greenbacker Renewable Energy Corporation | 42.3648 | -88.4244 | 2602 Raffel Rd | Greenwood | IL | 60098 | McHenry | SERC | MISO | Midcontinent Independent Transmission System Operator, Inc.. | Solar | Solar Photovoltaic | 1 | 810 | 2 | 2 | 2 | NR | IPP Non-CHP | 34 | Q |  |  |  |  | 3.1 | Y | [5 empty] | 2024
68433 | WECC | Banner Solar Ironwood | 66789 | Banner Solar Ironwood LLC | 33.2131 | -111.5669 | 37000 Gantzel Rd | Queen Creek | AZ | 85140 | Pinal | WECC | AZPS | Arizona Public Service Company | Solar | Solar Photovoltaic | 1 | 4761 | 1.4 | 1.4 | 1.4 | NR | IPP Non-CHP | 0.48 | Q |  |  |  |  | 1.8 | Y | [5 empty] | 2021
68440 | WECC | Sutter Santa Rosa Solar | 66794 | Sutter Santa Rosa Solar LLC | 38.4945 | -122.752 | 30 Mark West Springs Road | Santa Rosa | CA | 95403 | Sonoma | WECC | CISO | California Independent System Operator | Solar | Solar Photovoltaic | 1 | 693 | 1.3 | 1.3 | 1.3 | NR | IPP Non-CHP | 12.47 | Q |  |  |  |  | 1.7 | [6 empty] | 2019
68444 | WECC | Antelope Creek | 66805 | Antelope Creek Solar, LLC | 42.468 | -122.833 | Nick Young Road | Eagle Point | OR | 97524 | Jackson | WECC | PACW | PacifiCorp - West | Solar | Solar Photovoltaic | 1 | PV1 | 2.3 | 2.3 | 2.3 | NR | IPP Non-CHP | 20.8 | Q |  |  |  |  | 3.4 | Y | Y |  |  |  |  | 2024
68445 | WECC | OR - Green Key - Gun Club | 66806 | Gun Club Solar, LLC | 45.2673 | -123.0141 | 21086 OR-99W | Dundee | OR | 97115 | Yamhill | WECC | PGE | Portland General Electric Company | Solar | Solar Photovoltaic | 1 | GNCLB | 2.5 | 2.5 | 2.5 | NR | IPP Non-CHP | 12.47 | Q |  |  |  |  | 3.8 | N | Y |  |  |  |  | 2024
68446 | WECC | OR - Green Key - Marquam | 66807 | Marquam Creek Solar, LLC | 45.0828 | -122.6673 | 36140 OR-213 | Molalla | OR | 97038 | Clackamas | WECC | PGE | Portland General Electric Company | Solar | Solar Photovoltaic | 1 | MARQM | 1.9 | 1.9 | 1.9 | NR | IPP Non-CHP | 12.47 | Q |  |  |  |  | 2.9 | N | Y |  |  |  |  | 2024
68448 | WECC | OR - Solops - SPI 18 - Clayfield | 66808 | Clayfield Solar, LLC | 45.2622 | -122.3466 | 23617 South Spring Water Rd. | Estacada | OR | 97023 | Clackamas | WECC | PGE | Portland General Electric Company | Solar | Solar Photovoltaic | 1 | CLAFD | 2.6 | 2.6 | 2.6 | NR | IPP Non-CHP | 12.47 | Q |  |  |  |  | 3.4 |  | Y |  |  |  |  | 2024
68449 | WECC | OR -Solops - SPI 18 - Cork | 66809 | Cork Solar, LLC | 45.1276 | -122.5574 | 33212 South Adams rd | Molalla | OR | 97038 | Clackamas | WECC | PGE | Portland General Electric Company | Solar | Solar Photovoltaic | 1 | CORK | 1.3 | 1.3 | 1.3 | NR | IPP Non-CHP | 12.47 | Q |  |  |  |  | 2 |  | Y |  |  |  |  | 2024
68450 | WECC | OR - Solops - SPI 18 - Dover | 66810 | Dover Solar, LLC | 45.2089 | -122.6758 | 9301 S Gribble Rd | Canby | OR | 97013 | Clackamas | WECC | PGE | Portland General Electric Company | Solar | Solar Photovoltaic | 1 | DOVER | 2 | 2 | 2 | NR | IPP Non-CHP | 12.47 | Q |  |  |  |  | 3.1 |  | Y |  |  |  |  | 2024
68451 | WECC | OR - Solops - SPI 18 - Belvedere | 66811 | Belvedere Solar, LLC | 45.0557 | -122.8034 | 9570 Mount Angel Highway NE | Mount Angel | OR | 97362 | Marion | WECC | PGE | Portland General Electric Company | Solar | Solar Photovoltaic | 1 | BELVD | 3 | 3 | 3 | NR | IPP Non-CHP | 12.47 | Q |  |  |  |  | 3.8 |  | Y |  |  |  |  | 2024
68464 | WECC | Round Lake | 66834 | Round Lake Solar LLC | 42.128 | -121.907 | 13770 Hwy 66 | Klamath Falls | OR | 97621 | Klamath | WECC | PACW | PacifiCorp - West | Solar | Solar Photovoltaic | 1 | PV1 | 1 | 1 | 1 | NR | IPP Non-CHP | 12 | Q |  |  |  |  | 1.6 | Y | Y |  |  |  |  | 2024
68467 | PJM | Machesney Park | 66839 | Solar DG IL 1 LLC | 42.376 | -89.003 | 7740 N Perriville Rd | Machesney Park | IL | 61115 | Winnebago | RFC | PJM | PJM Interconnection, LLC | Solar | Solar Photovoltaic | 1 | PV1 | 1.7 | 1.7 | 1.7 | NR | IPP Non-CHP | 12.47 | Q |  |  |  |  | 2.3 | Y | Y |  |  |  |  | 2024
68469 | PJM | Pontiac 1A | 66840 | Solar DG IL 3 LLC | 40.918 | -88.619 | 16153 E 2000 North Rd | Pontiac | IL | 61764 | Livingston | RFC | PJM | PJM Interconnection, LLC | Solar | Solar Photovoltaic | 1 | PV1 | 2 | 2 | 2 | NR | IPP Non-CHP | 12.47 | Q |  |  |  |  | 2.8 | Y | Y |  |  |  |  | 2024
68471 | WECC | Open Sky Dairy | 64698 | Renewable Solar, Inc | 36.4599 | -120.0298 | S Howard Ave | Riverdale | CA | 93656 | Fresno | WECC | CISO | California Independent System Operator | Solar | Solar Photovoltaic | 1 | 18880 | 1.7 | 1.7 | 1.7 | NR | Industrial Non-CHP | 12 | IND |  |  |  |  | 2.2 | Y | [5 empty] | 2024
68508 | WECC | Zena Solar | 66887 | Zena Solar LLC | 45.0202 | -123.0984 | 3203 Zena Rd | Northwest Salem | OR | 97304 | Polk | WECC | PGE | Portland General Electric Company | Solar | Solar Photovoltaic | 1 | ZENA | 2.5 | 2.5 | 1.2 | NR | IPP Non-CHP | 12.47 | I |  |  |  |  | 3.5 | Y | [5 empty] | 2024
68521 | WECC | JD Foods - JD Foods | 66897 | Barrier Solar Inc | 36.7019 | -119.7459 | 2704 S Maple Ave | Fresno | CA | 93725 | Fresno | WECC | CISO | California Independent System Operator | Solar | Solar Photovoltaic | 1 | JDF | 1.5 | 1.5 | 1.5 | NR | Commercial Non-CHP | 480 | IND |  |  |  |  | 1.9 | Y | [5 empty] | 2020
68532 | WECC | Pivot Energy PPA 22 | 65539 | Pivot Energy | 36.3473 | -119.3957 | 2045 N Plaza Drive | Visalia | CA | 93291 | Tulare | WECC | CISO | California Independent System Operator | Solar | Solar Photovoltaic | 1 | PPA22 | 1.3 | 1.3 | 1.3 | NR | IPP Non-CHP | 0.48 | Q |  |  |  |  | 1.7 |  | Y |  |  |  |  | 2024
68533 | WECC | Blue Moon Farms | 65949 | Bravo REC Management LLC | 36.0289 | -119.4015 | 13213 Road 80 | Tipton | CA | 93272 | Tulare | WECC | CISO | California Independent System Operator | Solar | Solar Photovoltaic | 1 | BMOON | 1 | 0.9 | 0.7 | NR | Industrial Non-CHP | 480 | IND |  |  |  |  | 1.1 | Y | [5 empty] | 2024
68547 | WECC | Tipton 1 - (CA) | 66922 | Pacifico Power | 36.0502 | -119.3147 | 11407 Avenue 144 | Tipton | CA | 93272 | Tulare | WECC | CISO | California Independent System Operator | Mixed | Batteries; Solar Photovoltaic | 2 | TIP1B; TIP1S | 5.2 | 5.2 | 5.2 | NR | IPP Non-CHP | 480 | Q |  |  |  |  | 5 | Y | Y | 3.9 | 1 | 1 | LIB | 2024
68548 | WECC | Tipton 2 - (CA) | 66922 | Pacifico Power | 36.0502 | -119.3147 | 11407 Avenue 144 | Tipton | CA | 93272 | Tulare | WECC | CISO | California Independent System Operator | Mixed | Batteries; Solar Photovoltaic | 2 | TIP2B; TIP2S | 2.8 | 2.8 | 2.8 | NR | IPP Non-CHP | 480 | Q |  |  |  |  | 2.5 | Y | Y | 2.9 | 0.7 | 0.7 | LIB | 2024
68575 | WECC | Visalia Solar | 66953 | United Parcel Service | 36.3614 | -119.3925 | 3240 N Plaza Dr lot A | Visalia | CA | 93261 | Tulare | WECC | CISO | California Independent System Operator | Mixed | Batteries; Solar Photovoltaic | 2 | UPSB1; UPSV1 | 3.6 | 3.6 | 3.6 | NR | Commercial Non-CHP | 12.47 | COM |  |  |  |  | 3.5 |  |  | 4.3 | 1.1 | 1.1 | LIB | 2024
68599 | WECC | North Kern 3 | 65043 | Madison Energy Investments LLC | 35.5768 | -119.1536 | TBD | Bakersfield | CA | 93308 | Kern | WECC | CISO | California Independent System Operator | Solar | Solar Photovoltaic | 1 | NK3PV | 5 | 5 | 5 | NR | IPP Non-CHP | 12.47 | Q |  |  |  |  | 7.7 | Y | [5 empty] | 2023
68608 | PJM | Western Berks | 57249 | NextEra Renewable Fuels, LLC | 40.3058 | -75.9915 | 455 Poplar Neck Rd | Birdsboro | PA | 19508 | Berks | RFC | PJM | PJM Interconnection, LLC | Other | Landfill Gas | 2 | UNIT1; UNIT2 | 3.2 | 3.2 | 3.2 | NR | IPP Non-CHP | 13.2 | Q | [11 empty] | 2024
68614 | WECC | Kern Del Oro | 66996 | REC KDO, LLC | 35.2979 | -118.9809 | 1750 East Panama Lane | Bakersfield | CA | 93307 | Kern | WECC | CISO | California Independent System Operator | Solar | Solar Photovoltaic | 1 | KDORO | 1.2 | 1.2 | 1.2 | NR | IPP Non-CHP | 0.48 | Q |  |  |  |  | 1.4 | [6 empty] | 2024
68615 | PJM | ADP Roseland, NJ | 65992 | ADP Boulevard Solar Project 2021, LLC | 40.8157 | -74.3101 | 1 ADP Boulevard | Roseland | NJ | 7068 | Essex | NPCC | PJM | PJM Interconnection, LLC | Solar | Solar Photovoltaic | 1 | 5663 | 2.4 | 2.4 | 2.4 | NR | IPP Non-CHP | 13.2 | Q |  |  |  |  | 2.9 | Y | [5 empty] | 2024
68623 | WECC | Amazon Goodyear | 65330 | Westbound Solar 3, LLC | 33.4947 | -112.4311 | 17341 W. Minnezona Ave | Goodyear | AZ | 85395 | Maricopa | WECC | AZPS | Arizona Public Service Company | Solar | Solar Photovoltaic | 1 | AGYR2 | 2.4 | 2.4 | 2.4 | NR | IPP Non-CHP | 12.47 | Q |  |  |  |  | 2.9 | [6 empty] | 2023
68624 | WECC | Sutter Home Winery GIR | 65330 | Westbound Solar 3, LLC | 38.1934 | -122.2604 | 303 Green Island Road | American Canyon | CA | 94503 | Napa | WECC | CISO | California Independent System Operator | Solar | Solar Photovoltaic | 1 | SHGIR | 1.1 | 1.1 | 1.1 | NR | IPP Non-CHP | 12.47 | Q |  |  |  |  | 1.2 | [6 empty] | 2023
68630 | WECC | Sutter Home Winery TCC | 67006 | REC SHW, LLC | 35.7356 | -120.6853 | 8998 N River Road | Paso Robles | CA | 93446 | San Luis Obispo | WECC | CISO | California Independent System Operator | Solar | Solar Photovoltaic | 1 | SHTCC | 1.1 | 1.1 | 1.1 | NR | IPP Non-CHP | 12.47 | Q |  |  |  |  | 1.2 | Y | [5 empty] | 2024
68634 | WECC | Avalon Dairy | 64698 | Renewable Solar, Inc | 35.7164 | -119.4304 | 27125 Pond Rd | Wasco | CA | 93280 | Kern | WECC | CISO | California Independent System Operator | Solar | Solar Photovoltaic | 1 | 18904 | 3.1 | 3.1 | 3.1 | NR | Industrial Non-CHP | 12 | IND |  |  |  |  | 4.2 | Y | [5 empty] | 2024
68639 | WECC | CBEP Solar 7 | 62719 | Green Street Power Partners | 40.3404 | -104.8789 | 9216 CR 48.5 | Johnstown | CO | 80534 | Weld | WECC | PSCO | Public Service Company of Colorado | Solar | Solar Photovoltaic | 1 | CBEP7 | 5 | 5 | 5 | NR | IPP Non-CHP | 13.2 | COM |  |  |  |  | 6.4 | Y | [5 empty] | 2024
68640 | WECC | ECA CO Greeley | 62719 | Green Street Power Partners | 40.481 | -104.7159 | Weld CR 68 & CR 37 | Greeley | CO | 80631 | Weld | WECC | PSCO | Public Service Company of Colorado | Solar | Solar Photovoltaic | 1 | GREEL | 3.3 | 3.3 | 3.3 | NR | IPP Non-CHP | 12.47 | COM |  |  |  |  | 3.7 | Y | [5 empty] | 2024
68644 | MISO | Huck Finn Renewable Energy Center | 19436 | Union Electric Co - (MO) | 39.314 | -91.543 | 40257 Hwy P | Vandalia | MO | 63382 | Audrain | SERC | MISO | Midcontinent Independent Transmission System Operator, Inc.. | Solar | Solar Photovoltaic | 1 | HFREC | 200 | 200 | 200 | RE | Electric Utility | 345 | I | AMMO |  |  |  | 270.56 | Y | Y |  |  |  |  | 2024
68678 | SPP | Museum Drive East Solar | 40606 | City of Grand Island - (NE) | 40.9249 | -98.3106 | TBD | Grand Island | NE | 68803 | Hall | MRO | SWPP | Southwest Power Pool | Solar | Solar Photovoltaic | 1 | MDES | 9.9 | 9.9 | 9.9 | RE | Electric Utility | 13.8 | M |  |  |  |  | 12.4 | Y | [5 empty] | 2024
68689 | SPP | BP-Kanza | 61204 | Today's Power, Inc. | 37.6753 | -98.7826 | 10439 NW 20th Street | Pratt | KS | 67124 | Pratt | MRO | SWPP | Southwest Power Pool | Solar | Solar Photovoltaic | 1 | BPKNZ | 1 | 1 | 1 | RE | Electric Utility | 12.47 | C |  |  |  |  | 1.4 | Y | [5 empty] | 2022
68690 | SPP | Caney Valley | 61204 | Today's Power, Inc. | 37.1201 | -96.2125 | 1846 US Hwy 166b | Sedan | KS | 67361 | Chautauqua | MRO | SWPP | Southwest Power Pool | Solar | Solar Photovoltaic | 1 | CNVY1 | 1 | 1 | 1 | RE | Electric Utility | 12.47 | C |  |  |  |  | 1.4 | Y | [5 empty] | 2023
68691 | SPP | Centerville (NE) | 61204 | Today's Power, Inc. | 40.6564 | -96.7432 | 15801 SW 14th Street | Roca | NE | 68430 | Lancaster | MRO | SWPP | Southwest Power Pool | Solar | Solar Photovoltaic | 1 | CNTRV | 1 | 1 | 1 | RE | Electric Utility | 12.47 | C |  |  |  |  | 1.4 | Y | [5 empty] | 2023
68692 | SPP | CMS-Coldwater | 61204 | Today's Power, Inc. | 37.2814 | -99.3644 | 2008 Road 11 | Coldwater | KS | 67029 | Comanche | MRO | SWPP | Southwest Power Pool | Solar | Solar Photovoltaic | 1 | CMSCW | 2 | 2 | 2 | RE | Electric Utility | 13.2 | C |  |  |  |  | 2.8 | Y | [5 empty] | 2022
68693 | SPP | Deshler Solar | 61204 | Today's Power, Inc. | 40.0868 | -97.7079 | 743 Road 5500 | Hebron | NE | 68370 | Thayer | MRO | SWPP | Southwest Power Pool | Solar | Solar Photovoltaic | 1 | DESCH | 1 | 1 | 1 | RE | Electric Utility | 12.47 | C |  |  |  |  | 1.4 | Y | [5 empty] | 2023
68694 | SPP | Greensburg Solar | 61204 | Today's Power, Inc. | 37.5773 | -99.3215 | 12500 US-183 | Greensburg | KS | 67054 | Kiowa | MRO | SWPP | Southwest Power Pool | Solar | Solar Photovoltaic | 1 | GRNBG | 1 | 1 | 1 | RE | Electric Utility | 12.47 | C |  |  |  |  | 1.4 | Y | [5 empty] | 2021
68695 | SPP | Harvey County | 61204 | Today's Power, Inc. | 38.0426 | -97.2087 | 149 S East Lake Rd | Newton | KS | 67114 | Harvey | MRO | SWPP | Southwest Power Pool | Solar | Solar Photovoltaic | 1 | HARVY | 1 | 1 | 1 | RE | Electric Utility | 12.47 | C |  |  |  |  | 1.4 | Y | [5 empty] | 2021
68696 | SPP | Huntsville-Ark Valley, KS | 61204 | Today's Power, Inc. | 38.051 | -98.3262 | 150 N. Langdon Rd | Huntsville | KS | 67568 | Reno | MRO | SWPP | Southwest Power Pool | Solar | Solar Photovoltaic | 1 | HUNTS | 1 | 1 | 1 | RE | Electric Utility | 14.4 | C |  |  |  |  | 1.4 | Y | [5 empty] | 2021
68697 | SPP | Lindsborg | 61204 | Today's Power, Inc. | 38.5658 | -97.7246 | 1082 KS-4 | Lindsborg | KS | 67456 | McPherson | MRO | SWPP | Southwest Power Pool | Solar | Solar Photovoltaic | 1 | LINDB | 1 | 1 | 1 | RE | Electric Utility | 12.47 | C |  |  |  |  | 1.4 | Y | [5 empty] | 2021
68698 | SPP | Maize | 61204 | Today's Power, Inc. | 37.7653 | -97.5076 | 13998 W 45th Street N | Colwich | KS | 67030 | Sedgwick | MRO | SWPP | Southwest Power Pool | Solar | Solar Photovoltaic | 1 | MAIZE | 1 | 1 | 1 | RE | Electric Utility | 13.8 | C |  |  |  |  | 1.4 | Y | [5 empty] | 2021
68699 | SPP | Mound | 61204 | Today's Power, Inc. | 37.1572 | -95.45 | 11059 Elk Rd | Mound Valley | KS | 67354 | Labette | MRO | SWPP | Southwest Power Pool | Solar | Solar Photovoltaic | 1 | MOUND | 1 | 1 | 1 | RE | Electric Utility | 13.8 | C |  |  |  |  | 1.4 | Y | [5 empty] | 2021
68700 | SPP | Munson-DS&O | 61204 | Today's Power, Inc. | 39.0393 | -96.8706 | 1700 N Spring Valley Road | Junction City | KS | 66441 | Geary | MRO | SWPP | Southwest Power Pool | Solar | Solar Photovoltaic | 1 | MUNSN | 1 | 1 | 1 | RE | Electric Utility | 12.47 | C |  |  |  |  | 1.4 | Y | [5 empty] | 2021
68701 | MISO | NLRED 2MW | 61204 | Today's Power, Inc. | 34.7412 | -92.1819 | 7300 Industry Drive | North Little Rock | AR | 72117 | Pulaski | SERC | MISO | Midcontinent Independent Transmission System Operator, Inc.. | Solar | Solar Photovoltaic | 1 | NLR2 | 2 | 2 | 2 | RE | Electric Utility | 13.2 | C |  |  |  |  | 2.4 | Y | [5 empty] | 2024
68702 | SPP | NLRED 5MW | 61204 | Today's Power, Inc. | 34.7435 | -92.1799 | 7300 Industry Drive | North Little Rock | AR | 72117 | Pulaski | SERC | SWPP | Southwest Power Pool | Solar | Solar Photovoltaic | 1 | NLR5 | 5 | 5 | 5 | RE | Electric Utility | 13.2 | C |  |  |  |  | 5.4 | Y | [5 empty] | 2024
68703 | SPP | Oskaloosa | 61204 | Today's Power, Inc. | 39.1472 | -95.328 | 5601 US-59 | Oskaloosa | KS | 66066 | Jefferson | MRO | SWPP | Southwest Power Pool | Solar | Solar Photovoltaic | 1 | OSKAL | 1 | 1 | 1 | RE | Electric Utility | 13.8 | C |  |  |  |  | 1.4 | Y | [5 empty] | 2021
68707 | SPP | Greenbush-Heartland | 61204 | Today's Power, Inc. | 37.5146 | -94.983 | 925 KS-47 | Girard | KS | 66743 | Crawford | MRO | SWPP | Southwest Power Pool | Solar | Solar Photovoltaic | 1 | GRNBH | 1 | 1 | 1 | RE | Electric Utility | 12.47 | C |  |  |  |  | 1.4 | Y | [5 empty] | 2021
68709 | MISO | North Arkansas Electric Cooperative | 61204 | Today's Power, Inc. | 36.3908 | -91.8776 | 3664 U.S. 62 | Salem | AR | 72576 | Fulton | SERC | MISO | Midcontinent Independent Transmission System Operator, Inc.. | Solar | Solar Photovoltaic | 1 | NAEC | 1 | 1 | 1 | RE | Electric Utility | 13.8 | C |  |  |  |  | 1.4 | Y | [5 empty] | 2021
68710 | SPP | Ozark Solar Park | 61204 | Today's Power, Inc. | 35.9666 | -94.3985 | 11069 S. Wedington Blacktop Rd | Lincoln | AR | 72744 | Washington | MRO | SWPP | Southwest Power Pool | Solar | Solar Photovoltaic | 1 | OZKSP | 2.4 | 2.4 | 2.4 | RE | Electric Utility | 12.47 | C |  |  |  |  | 2.9 | Y | [5 empty] | 2021
68711 | SPP | People's | 61204 | Today's Power, Inc. | 34.6808 | -96.7682 | 20939 State Hwy 1W | Fitzhugh | OK | 74843 | Pontotoc | MRO | SWPP | Southwest Power Pool | Solar | Solar Photovoltaic | 1 | PEOPL | 5 | 5 | 5 | RE | Electric Utility | 25 | C |  |  |  |  | 7 | Y | [5 empty] | 2023
68712 | MISO | Petit Jean | 61204 | Today's Power, Inc. | 35.5677 | -92.457 | 280 Quality Drive | Clinton | AR | 72031 | Van Buren | SERC | MISO | Midcontinent Independent Transmission System Operator, Inc.. | Solar | Solar Photovoltaic | 1 | PTJE | 1 | 1 | 1 | RE | Electric Utility | 12.47 | C |  |  |  |  | 1.4 | Y | [5 empty] | 2023
68713 | SPP | Rich Mountain Electric Cooperative | 61204 | Today's Power, Inc. | 34.5859 | -94.2004 | 2585 Arkansas 88 | Mena | AR | 71953 | Polk | MRO | SWPP | Southwest Power Pool | Solar | Solar Photovoltaic | 1 | RCHMT | 1 | 1 | 1 | RE | Electric Utility | 13.2 | C |  |  |  |  | 1.4 | Y | [5 empty] | 2020
68714 | SPP | Ruby-Norris | 61204 | Today's Power, Inc. | 40.8288 | -97.0784 | 1023 Ruby Road | Milford | NE | 68405 | Seward | MRO | SWPP | Southwest Power Pool | Solar | Solar Photovoltaic | 1 | RUBY | 1 | 1 | 1 | RE | Electric Utility | 12.47 | C |  |  |  |  | 1.4 | Y | [5 empty] | 2023
68715 | MISO | SAU Tech | 61204 | Today's Power, Inc. | 33.7817 | -92.6962 | 2191 State Hwy 203 | Bearden | AR | 71720 | Ouachita | SERC | MISO | Midcontinent Independent Transmission System Operator, Inc.. | Solar | Solar Photovoltaic | 1 | SAUT | 1 | 1 | 1 | RE | Electric Utility | 13.8 | C |  |  |  |  | 1.2 | Y | [5 empty] | 2019
68716 | SPP | Solomon-DS&O | 61204 | Today's Power, Inc. | 38.8498 | -97.372 | 801 Solomon Road | Solomon | KS | 67480 | Dickinson | MRO | SWPP | Southwest Power Pool | Solar | Solar Photovoltaic | 1 | SOLOM | 1 | 1 | 1 | RE | Electric Utility | 12.47 | C |  |  |  |  | 1.4 | Y | [5 empty] | 2023
68717 | MISO | South Central Electric Cooperative | 61204 | Today's Power, Inc. | 34.1635 | -93.0872 | 238 Old Military Rd | Arkadelphia | AR | 71923 | Clark | SERC | MISO | Midcontinent Independent Transmission System Operator, Inc.. | Solar | Solar Photovoltaic | 1 | SCAEC | 1 | 1 | 1 | RE | Electric Utility | 13.8 | C |  |  |  |  | 1.4 | Y | [5 empty] | 2019
68718 | SPP | Southwest Arkansas Electric | 61204 | Today's Power, Inc. | 33.5183 | -94.0278 | 1077 Springer Rd | Texarkana | AR | 71854 | Miller | MRO | SWPP | Southwest Power Pool | Solar | Solar Photovoltaic | 1 | SWAEC | 1 | 1 | 1 | RE | Electric Utility | 12.47 | C |  |  |  |  | 1.4 | Y | [5 empty] | 2020
68719 | SPP | Springdale School District | 61204 | Today's Power, Inc. | 36.1653 | -94.0495 | 17051 East Highway 412 | Springdale | AR | 72764 | Washington | SERC | SWPP | Southwest Power Pool | Solar | Solar Photovoltaic | 1 | SPRNG | 2.9 | 2.9 | 2.9 | RE | Electric Utility | 12.47 | C |  |  |  |  | 3 | Y | [5 empty] | 2022
68720 | SPP | St. George | 61204 | Today's Power, Inc. | 39.2328 | -96.4552 | 11195 Walker Rd | St. George | KS | 66535 | Pottawatomie | MRO | SWPP | Southwest Power Pool | Solar | Solar Photovoltaic | 1 | STGEO | 1 | 1 | 1 | RE | Electric Utility | 12.47 | C |  |  |  |  | 1.4 | Y | [5 empty] | 2021
68721 | SPP | St. Paul-Howard Greeley | 61204 | Today's Power, Inc. | 41.2136 | -98.4456 | 15 Howard Avenue | St. Paul | NE | 68873 | Howard | MRO | SWPP | Southwest Power Pool | Solar | Solar Photovoltaic | 1 | STPHG | 1 | 1 | 1 | RE | Electric Utility | 12.47 | C |  |  |  |  | 1.4 | Y | [5 empty] | 2023
68722 | MISO | Star City School District | 61204 | Today's Power, Inc. | 33.9612 | -91.8106 | 23824 AR-114 | Star City | AR | 71667 | Lincoln | SERC | MISO | Midcontinent Independent Transmission System Operator, Inc.. | Solar | Solar Photovoltaic | 1 | STAR | 1 | 1 | 1 | RE | Electric Utility | 13.2 | C |  |  |  |  | 1.1 | Y | [5 empty] | 2021
68723 | SPP | Stromsburg-Polk County | 61204 | Today's Power, Inc. | 41.1248 | -97.5795 | 12613 Co Rd M | Stromsburg | NE | 68666 | Polk | MRO | SWPP | Southwest Power Pool | Solar | Solar Photovoltaic | 1 | STROM | 1 | 1 | 1 | RE | Electric Utility | 12.47 | C |  |  |  |  | 1.4 | Y | [5 empty] | 2023
68724 | SPP | Studebaker | 61204 | Today's Power, Inc. | 37.5076 | -95.7978 | 9450 Jade Rd | Fredonia | KS | 66736 | Wilson | MRO | SWPP | Southwest Power Pool | Solar | Solar Photovoltaic | 1 | STDBR | 1 | 1 | 1 | RE | Electric Utility | 13.8 | C |  |  |  |  | 1.4 | Y | [5 empty] | 2021
68725 | SPP | Tri County - TenK | 61204 | Today's Power, Inc. | 36.8635 | -101.194 | 995 Mile 46 Road | Hooker | OK | 73945 | Texas | MRO | SWPP | Southwest Power Pool | Solar | Solar Photovoltaic | 1 | TRICO | 1 | 1 | 1 | RE | Electric Utility | 12.47 | C |  |  |  |  | 1.6 | Y | [5 empty] | 2016
68726 | SPP | Urbana-Heartland | 61204 | Today's Power, Inc. | 37.6016 | -95.3696 | 9545 160th Road | Chanute | KS | 66720 | Neosho | MRO | SWPP | Southwest Power Pool | Solar | Solar Photovoltaic | 1 | URBNA | 1 | 1 | 1 | RE | Electric Utility | 12.47 | C |  |  |  |  | 1.4 | Y | [5 empty] | 2021
68727 | MISO | Veolia (Gum Springs) | 61204 | Today's Power, Inc. | 34.0608 | -93.0861 | 388 E. Reynolds Road | Arkadelphia | AR | 71923 | Clark | SERC | MISO | Midcontinent Independent Transmission System Operator, Inc.. | Solar | Solar Photovoltaic | 1 | VNA | 5 | 5 | 5 | RE | Electric Utility | 24.94 | C |  |  |  |  | 6.5 | Y | [5 empty] | 2024
68728 | MISO | Woodruff Electric Cooperative | 61204 | Today's Power, Inc. | 35.0393 | -90.8252 | 3201 Arkansas 1 | Forrest City | AR | 72335 | St. Francis | SERC | MISO | Midcontinent Independent Transmission System Operator, Inc.. | Solar | Solar Photovoltaic | 1 | WDRFF | 1 | 1 | 1 | RE | Electric Utility | 13.8 | C |  |  |  |  | 1.4 | Y | [5 empty] | 2019
68740 | MISO | Zeuber | 61204 | Today's Power, Inc. | 34.6991 | -92.2118 | 6383 Zeuber Road | Little Rock | AR | 72206 | Pulaski | SERC | MISO | Midcontinent Independent Transmission System Operator, Inc.. | Solar | Solar Photovoltaic | 1 | PUCOZ | 4.6 | 4.6 | 4.6 | RE | Electric Utility | 12.47 | C |  |  |  |  | 5.6 | Y | [5 empty] | 2023
68749 | WECC | Superior Almond Hulling | 64698 | Renewable Solar, Inc | 36.4422 | -120.3874 | 32581 W Harlan Ave | Cantua Creek | CA | 93608 | Fresno | WECC | CISO | California Independent System Operator | Solar | Solar Photovoltaic | 1 | 23864 | 2.1 | 2.1 | 2.1 | NR | Industrial Non-CHP | 12 | IND |  |  |  |  | 2.7 | [6 empty] | 2024
68750 | MISO | City of Peru Hydro-Electric Generating S | 14840 | City of Peru - (IL) | 41.3219 | -88.9812 | Dee Bennett Road | Utica | IL | 61350 | Lasalle | RFC | MISO | Midcontinent Independent Transmission System Operator, Inc.. | Other | Conventional Hydroelectric | 4 | HC1; HC2; HC3; HC4 | 7.6 | 6.8 | 6.8 | RE | Electric Utility | 138 | M | AMIL.IP.IMEA | [10 empty] | 1996
68751 | MISO | City of Peru Rail Generating Station | 14840 | City of Peru - (IL) | 41.3717 | -89.1283 | 5 Unytite Drive | Peru | IL | 61354 | Lasalle | RFC | MISO | Midcontinent Independent Transmission System Operator, Inc.. | Petroleum | Petroleum Liquids | 2 | 16; 17 | 5.4 | 5.4 | 5.4 | RE | Electric Utility | 138 | M | AMIL.IP.IMEA | [10 empty] | 2011
68752 | MISO | City of Peru Water Street Generating Sta | 14840 | City of Peru - (IL) | 41.3243 | -89.1241 | 1415 Water Street | Peru | IL | 61354 | Lasalle | RFC | MISO | Midcontinent Independent Transmission System Operator, Inc.. | Petroleum | Petroleum Liquids | 2 | 6; GT1 | 16.3 | 14.1 | 14.6 | RE | Electric Utility | 138 | M | AMIL.IP.IMEA | [10 empty] | 1968
68770 | MISO | Boomtown Renewable Energy Center | 19436 | Union Electric Co - (MO) | 38.1699 | -88.1869 | 1008 County Rd 2000 N | Carmi | IL | 62821 | White | SERC | MISO | Midcontinent Independent Transmission System Operator, Inc.. | Solar | Solar Photovoltaic | 1 | BTREC | 150 | 150 | 150 | RE | Electric Utility | 138 | I | AMMO |  |  |  | 195 | Y | Y |  |  |  |  | 2024
68771 | MISO | Cass County Renewable Energy Center | 19436 | Union Electric Co - (MO) | 39.9778 | -90.4711 | 6110 Edgewood Dr | Beardstown | IL | 62618 | Cass | SERC | MISO | Midcontinent Independent Transmission System Operator, Inc.. | Solar | Solar Photovoltaic | 1 | CCREC | 150 | 150 | 150 | RE | Electric Utility | 138 | I | AMMO |  |  |  | 195 | Y | Y |  |  |  |  | 2024
68774 | PJM | Fountain Creek Solar | 5248 | Dominion Energy Inc. | 36.59 | -77.67 | 801 Fountain Creek Rd | Skippers | VA | 23847 | Greensville | SERC | PJM | PJM Interconnection, LLC | Solar | Solar Photovoltaic | 1 | FTCR | 80 | 80 | 80 | RE | Electric Utility | 115 | I |  |  |  |  | 96 | Y | [5 empty] | 2024
68775 | PJM | Winterberry Solar | 5248 | Dominion Energy Inc. | 37.36 | -76.53 | 4870 Nursery Lane | Gloucester | VA | 23061 | Gloucester | SERC | PJM | PJM Interconnection, LLC | Solar | Solar Photovoltaic | 1 | WNTB | 20 | 20 | 20 | RE | Electric Utility | 34.5 | I |  |  |  |  | 26.7 | Y | [5 empty] | 2023
68779 | PJM | MD CDG 001 | 67065 | MD CDG 001 LLC | 39.3735 | -79.3976 | 844 Jasper Riley Road | Oakland | MD | 21550 | Garrett | RFC | PJM | PJM Interconnection, LLC | Solar | Solar Photovoltaic | 1 | MD001 | 2 | 2 | 1 | NR | IPP Non-CHP | 12.47 | Q |  |  |  |  | 2.7 | Y | [5 empty] | 2024
68780 | PJM | MD CDG 002 | 67066 | MD CDG 002 LLC | 39.375 | -79.404 | 184 Jasper Riley Road | Oakland | MD | 21550 | Garrett | RFC | PJM | PJM Interconnection, LLC | Solar | Solar Photovoltaic | 1 | MD002 | 2 | 2 | 1 | NR | IPP Non-CHP | 12.47 | Q |  |  |  |  | 2.7 | Y | [5 empty] | 2024
68798 | WECC | Lockheed Martin Palmdale Solar PV | 57266 | Lockheed Martin Corporation | 34.608 | -118.109 | 1011 Lockheed Way | Palmdale | CA | 93599 | Los Angeles | WECC | CISO | California Independent System Operator | Solar | Solar Photovoltaic | 2 | 1MW; 20MW | 20.9 | 20 | 13.5 | NR | Industrial Non-CHP | 12 | IND |  |  |  |  | 24.8 | Y | [5 empty] | 2016
68808 | WECC | Dos Palos Cooperative Gin | 67078 | A2B Development LLC dba Mars Energy Development | 37.0839 | -120.6344 | 7870 Hutchins Rd | Dos Palos | CA | 93620 | Merced | WECC | CISO | California Independent System Operator | Solar | Solar Photovoltaic | 1 | P1001 | 1 | 0.9 | 0.7 | NR | Industrial Non-CHP | 0.48 | C | DOSPALS_6_N001 |  |  |  | 1.1 | [6 empty] | 2022
68816 | WECC | Google Bayhill Solar PV and Microgrid | 64846 | Google, Inc. | 37.6269 | -122.4283 | 1450 Bayhill Drive | San Bruno | CA | 94066 | San Mateo | WECC | CISO | California Independent System Operator | Mixed | Batteries; Solar Photovoltaic | 2 | GBHBM; GBHPV | 3.8 | 3.5 | 3.1 | NR | IPP Non-CHP | 0.48 | Q |  |  |  |  | 1.4 |  |  | 5.3 | 2.5 | 2.2 | LIB | 2024
68840 | WECC | Da Silva Dairy | 67078 | A2B Development LLC dba Mars Energy Development | 37.8585 | -121.013 | 24011 Dodds Rd | Escalon | CA | 95320 | San Joaquin | WECC | CISO | California Independent System Operator | Solar | Solar Photovoltaic | 1 | P1002 | 1 | 0.9 | 0.8 | NR | Industrial Non-CHP | 0.48 | C | AVENA_1_N001 |  |  |  | 1.1 | [6 empty] | 2022
68844 | WECC | CalPortland Company Mojave Wind | 67088 | CalPortland Company | 35.036 | -118.34 | 9350 Oak Creek Road | Mojave | CA | 93501 | Kern | WECC | CISO | California Independent System Operator | Wind | Onshore Wind Turbine | 1 | CPCC1 | 23.5 | 23.5 | 23.5 | NR | Industrial Non-CHP | 21 | IND |  | 8 | Vestas | 220 | [7 empty] | 2024
68849 | WECC | SF Auto O1 | 66117 | Autoliv ASP, Inc. | 41.207 | -112.004 | 1000 W 3300 South | Ogden | UT | 84401 | Weber | WECC | WACM | Western Area Power Administration - Rocky Mountain Region | Solar | Solar Photovoltaic | 1 | SFAO1 | 3.4 | 3.4 | 3.4 | NR | Industrial Non-CHP | 46 | IND |  |  |  |  | 4.2 | [6 empty] | 2023
68881 | MISO | NL IL - Kendall | 67118 | Newark Road Kendall Solar 1, LLC | 41.5368 | -88.5669 | 16300 Newark Rd | Newark | IL | 60541 | Kendall | RFC | MISO | Midcontinent Independent Transmission System Operator, Inc.. | Solar | Solar Photovoltaic | 1 | KENDL | 2 | 2 | 2 | NR | IPP Non-CHP | 2.91 | Q |  |  |  |  | 2.9 | Y | [5 empty] | 2024
68887 | WECC | PAC Aviation Solar | 67131 | PAC Aviation | 34.2145 | -118.5006 | 7900 Balboa Boulevard | Van Nuys | CA | 91406 | Los Angeles | WECC | LDWP | Los Angeles Department of Water and Power | Solar | Solar Photovoltaic | 1 | PV1 | 2.5 | 2 | 1.3 | NR | IPP Non-CHP | 4.8 | Q |  |  |  |  | 3 |  | Y |  |  |  |  | 2024
68889 | WECC | CoreSite Real Estate 3045 Stender, LP | 67120 | CoreSite Real Estate 3045 Stender, LP | 37.3772 | -121.9717 | 3035 Stender Way | Santa Clara | CA | 95054 | Santa Clara | WECC | CISO | California Independent System Operator | Petroleum | Petroleum Liquids | 9 | G-1; G-2; G-3; G-4; G-5; G-6; G-7; G-8; G-9 | 27 | 27 | 27 | NR | Commercial Non-CHP | 12 | COM | [11 empty] | 2019
68890 | WECC | P66 Rodeo Solar | 67136 | P66 Rodeo Solar | 38.035 | -122.247 | 1290 San Pablo Avenue | Rodeo | CA | 94572 | Contra Costa | WECC | CISO | California Independent System Operator | Solar | Solar Photovoltaic | 1 | P66RS | 30.2 | 30.2 | 30.2 | NR | IPP Non-CHP | 12 | Q |  |  |  |  | 34.6 | [6 empty] | 2023
68922 | WECC | AVI Bakersfield | 67164 | Anthony Vineyards, Inc. | 35.0765 | -118.9306 | 5512 Valpredo Ave | Bakersfield | CA | 93307 | Kern | WECC | CISO | California Independent System Operator | Solar | Solar Photovoltaic | 1 | BAK | 2.2 | 2.2 | 1.4 | NR | Industrial Non-CHP | 12 | IND |  |  |  |  | 2.8 | Y | [5 empty] | 2022
68941 | WECC | BH CSG 3 | 65539 | Pivot Energy | 37.9835 | -103.5762 | 27291 State Highway 10 | La Junta | CO | 81050 | Otero | WECC | WACM | Western Area Power Administration - Rocky Mountain Region | Solar | Solar Photovoltaic | 1 | BHC3 | 1.5 | 1.5 | 1.5 | NR | IPP Non-CHP | 0.48 | Q |  |  |  |  | 2 | Y | Y |  |  |  |  | 2023
68942 | PJM | Chaberton Solar Catherine | 65539 | Pivot Energy | 39.317 | -77.0059 | 14196 Frederick Rd. | Cooksville | MD | 21723 | Howard | RFC | PJM | PJM Interconnection, LLC | Solar | Solar Photovoltaic | 1 | CHAB | 2 | 2 | 2 | NR | IPP Non-CHP | 33 | Q |  |  |  |  | 3.2 | Y | Y |  |  |  |  | 2024
68943 | WECC | Pivot Solar 20 | 65539 | Pivot Energy | 40.3177 | -104.9309 | 1692 County Road 46 | Johnstown | CO | 80534 | Weld | WECC | WACM | Western Area Power Administration - Rocky Mountain Region | Solar | Solar Photovoltaic | 1 | PI20 | 5 | 5 | 5 | NR | IPP Non-CHP | 13.2 | Q |  |  |  |  | 6 | Y | Y |  |  |  |  | 2023
68944 | WECC | Pivot Solar 21 | 65539 | Pivot Energy | 39.7285 | -104.769 | 790 Tower Rd | Aurora | CO | 80011 | Arapahoe | WECC | WACM | Western Area Power Administration - Rocky Mountain Region | Solar | Solar Photovoltaic | 1 | PI21 | 5 | 5 | 5 | NR | IPP Non-CHP | 13.2 | Q |  |  |  |  | 5.9 | Y | Y |  |  |  |  | 2024
68945 | WECC | Pivot Solar 37 | 65539 | Pivot Energy | 40.6208 | -103.2344 | 1401 W. Main St. | Sterling | CO | 80722 | Logan | WECC | WACM | Western Area Power Administration - Rocky Mountain Region | Solar | Solar Photovoltaic | 1 | PI37 | 2.5 | 2.5 | 2.5 | NR | IPP Non-CHP | 13.2 | Q |  |  |  |  | 3.2 | Y | Y |  |  |  |  | 2024
68951 | MISO | Illinois PV Knox 3A | 60520 | SoCore Energy LLC | 40.923 | -90.3997 | 1421 IL RTE 41 | Galesburg | IL | 61401 | Knox | SERC | MISO | Midcontinent Independent Transmission System Operator, Inc.. | Solar | Solar Photovoltaic | 1 | PV1 | 2 | 2 | 2 | NR | IPP Non-CHP | 20 | Q |  |  |  |  | 2.6 | [6 empty] | 2024
68952 | MISO | Illinois PV Knox 3B | 60520 | SoCore Energy LLC | 40.923 | -90.3997 | 1421 IL RTE 41 | Galesburg | IL | 61401 | Knox | SERC | MISO | Midcontinent Independent Transmission System Operator, Inc.. | Solar | Solar Photovoltaic | 1 | PV1 | 2 | 2 | 2 | NR | IPP Non-CHP | 20 | Q |  |  |  |  | 2.6 | [6 empty] | 2024
68963 | MISO | Clinton Solar 2b | 65539 | Pivot Energy | 38.5064 | -89.1483 | 1611 S. Brookside Ave. | Centralia | IL | 62801 | Clinton | SERC | MISO | Midcontinent Independent Transmission System Operator, Inc.. | Solar | Solar Photovoltaic | 1 | CL2B | 2 | 2 | 2 | NR | IPP Non-CHP | 12.47 | Q |  |  |  |  | 2.5 |  | Y |  |  |  |  | 2024
68964 | WECC | Pivot Solar 35 | 65539 | Pivot Energy | 40.3273 | -104.7518 | 22654 Cr 33 | La Salle | CO | 80645 | Weld | WECC | WACM | Western Area Power Administration - Rocky Mountain Region | Solar | Solar Photovoltaic | 1 | PI35 | 3.9 | 3.9 | 3.9 | NR | IPP Non-CHP | 12.47 | Q |  |  |  |  | 5.3 |  | Y |  |  |  |  | 2024
68967 | WECC | Sun Pacific - Lerdo | 67177 | JKB Energy | 35.4998 | -119.1453 | 33374 Lerdo Hwy PV | Shafter | CA | 93263 | Kern | WECC | CISO | California Independent System Operator | Solar | Solar Photovoltaic | 1 | SPL | 2.9 | 2.9 | 2.9 | NR | Industrial Non-CHP | 480 | IND |  |  |  |  | 3.3 | Y | [5 empty] | 2020
68983 | WECC | KP South Sacramento Medical Solar | 67198 | Kaiser Permanente South Sacramento Medical Center | 38.46 | -121.42 | 6600 Bruceville Rd | Sacramento | CA | 95823 | Sacramento | WECC | BANC | Balancing Authority of Northern California | Solar | Solar Photovoltaic | 1 | 23086 | 1.7 | 0.8 | 0.2 | NR | Commercial Non-CHP | 0.48 | COM |  |  |  |  | 2.2 | [6 empty] | 2023
68999 | PJM | N Solon Road (North) | 60025 | Greenbacker Renewable Energy Corporation | 42.4613 | -88.2794 | 9403 North Solon Road | Richmond | IL | 60071 | McHenry | RFC | PJM | PJM Interconnection, LLC | Solar | Solar Photovoltaic | 1 | 677 | 2 | 2 | 2 | NR | IPP Non-CHP | 12.47 | Q |  |  |  |  | 3 | Y | [5 empty] | 2024
69003 | MISO | Windshare LLC | 60025 | Greenbacker Renewable Energy Corporation | 43.9608 | -95.9792 | 375 31st Street | Chandler | MN | 56122 | Murray | MRO | MISO | Midcontinent Independent Transmission System Operator, Inc.. | Wind | Onshore Wind Turbine | 1 | 0540 | 5.4 | 5.4 | 5.4 | NR | IPP Non-CHP | 23.9 | Q |  | 3 | Suzlon | 262 | [7 empty] | 2006
69047 | PJM | Yager | 61194 | Generate Capital | 41.6679 | -89.9075 | 5170 Yager Rd | Prophetstown | IL | 61277 | Whiteside | MRO | PJM | PJM Interconnection, LLC | Solar | Solar Photovoltaic | 1 | 11163 | 2 | 2 | 2 | NR | IPP Non-CHP | 34.5 | Q |  |  |  |  | 3.1 | Y | [5 empty] | 2024
69069 | PJM | MD - CPG - Ten Oaks | 67219 | Solar DG MD Ten Oaks LLC | 39.2611 | -76.9862 | 3950 Ten Oaks Rd, | Glenelg | MD | 21737 | Howard | RFC | PJM | PJM Interconnection, LLC | Solar | Solar Photovoltaic | 1 | 10OAK | 2 | 2 | 2 | NR | IPP Non-CHP | 13.2 | Q |  |  |  |  | 2.8 |  | Y |  |  |  |  | 2024
69078 | PJM | Green Acres (VA) | 65043 | Madison Energy Investments LLC | 36.7822 | -79.9478 | 1230 Oak Level Rd Bassett | Bassett | VA | 24055 | Henry | SERC | PJM | PJM Interconnection, LLC | Solar | Solar Photovoltaic | 1 | SP282 | 5 | 5 | 5 | NR | IPP Non-CHP | 12.5 | Q |  |  |  |  | 6.9 | Y | [5 empty] | 2024
69080 | PJM | Claggett Landing | 65043 | Madison Energy Investments LLC | 38.8806 | -76.7075 | 16900 Claggett Landing Rd | Upper Malboro | MD | 20774 | Prince Georges | RFC | PJM | PJM Interconnection, LLC | Solar | Solar Photovoltaic | 1 | SP236 | 1.6 | 1.6 | 1.6 | NR | IPP Non-CHP | 15 | Q |  |  |  |  | 2 | Y | [5 empty] | 2024
69081 | PJM | Crowne Plaza | 65043 | Madison Energy Investments LLC | 39.9253 | -75.0536 | 2349 Marlton Pike W | Cherry Hill | NJ | 8002 | Camden | RFC | PJM | PJM Interconnection, LLC | Solar | Solar Photovoltaic | 1 | SP298 | 1.8 | 1.8 | 1.8 | NR | IPP Non-CHP | 15 | Q |  |  |  |  | 2.2 | [6 empty] | 2024
69085 | PJM | Orefield | 65043 | Madison Energy Investments LLC | 40.6512 | -75.6002 | 3824 Route 309 | Orefield | PA | 18069 | Lehigh | RFC | PJM | PJM Interconnection, LLC | Solar | Solar Photovoltaic | 1 | SP328 | 2.2 | 2.2 | 2.2 | NR | IPP Non-CHP | 12.47 | Q |  |  |  |  | 2.6 | [6 empty] | 2024
69087 | PJM | Allentown - Ruppsville | 65043 | Madison Energy Investments LLC | 40.5672 | -75.6004 | 7132 Ruppsville Road | Allentown | PA | 18106 | Lehigh | RFC | PJM | PJM Interconnection, LLC | Solar | Solar Photovoltaic | 1 | SP326 | 2.8 | 2.8 | 2.8 | NR | IPP Non-CHP | 12.47 | Q |  |  |  |  | 3.5 | [6 empty] | 2024
69088 | PJM | Cromwell | 65043 | Madison Energy Investments LLC | 39.1722 | -76.6319 | 7383 Baltimore Annapolis Boule | Glen Burnie | MD | 21061 | Anne Arundel | RFC | PJM | PJM Interconnection, LLC | Solar | Solar Photovoltaic | 1 | SP332 | 1.8 | 1.8 | 1.8 | NR | IPP Non-CHP | 12.47 | Q |  |  |  |  | 2.4 | [6 empty] | 2024
69097 | PJM | NJ - CS Energy - Berkeley 1 | 67238 | Eagles Solar I, LLC | 39.9051 | -74.2351 | 630 Pinewald Keswich Rd | Bayville | NJ | 8721 | Ocean | NPCC | PJM | PJM Interconnection, LLC | Solar | Solar Photovoltaic | 1 | BRKL1 | 4 | 4 | 4 | NR | IPP Non-CHP | 34.5 | Q |  |  |  |  | 5 |  | Y |  |  |  |  | 2024
69098 | PJM | NJ - CS Energy - Berkeley II | 67239 | Eagles Solar II, LLC | 39.9051 | -74.2351 | 630 Pinewald Keswick Rd | Bayville | NJ | 8721 | Ocean | NPCC | PJM | PJM Interconnection, LLC | Solar | Solar Photovoltaic | 1 | BRKL2 | 4 | 4 | 4 | NR | IPP Non-CHP | 34.5 | Q |  |  |  |  | 5 |  | Y |  |  |  |  | 2024

## Proposed Plants
Plant Code | Region | Plant Name | Utility ID | Utility Name | Latitude | Longitude | Street Address | City | State | Zip | County | NERC Region | Balancing Authority Code | Balancing Authority Name | Plant Type | Technologies | Generator Count | Generator IDs | Total Nameplate Capacity (MW) | Total Summer Capacity (MW) | Total Winter Capacity (MW) | Regulatory Status | Sector Name | Grid Voltage (kV) | Utility Entity Type | RTO/ISO LMP Node(s) | Wind Turbine Count | Wind Turbine Manufacturer | Wind Hub Height (ft) | Solar DC Capacity (MW) | Solar Single-Axis Tracking | Solar Bifacial | Storage Capacity (MWh) | Storage Max Charge (MW) | Storage Max Discharge (MW) | Storage Technology
160 | WECC | Apache Station | 796 | Arizona Electric Pwr Coop Inc | 32.0603 | -109.8931 | 3525 N US Hwy 191 | Cochise | AZ | 85606 | Cochise | WECC | WALC | Western Area Power Administration - Desert Southwest Region | Natural Gas | Natural Gas Fired Combustion Turbine | 4 | GT5; GT6; GT7; GT8 | 165.6 | 151.8 | 160.6 | RE | Electric Utility | 230 | C
165 | SPP | GREC | 7490 | Grand River Dam Authority | 36.1903 | -95.2894 | 8142 Hwy 412B | Chouteau | OK | 74337 | Mayes | MRO | SWPP | Southwest Power Pool | Natural Gas | Natural Gas Fired Combustion Turbine | 1 | 4 | 594 | 422 | 442 | RE | Electric Utility | 161 | S
201 | SPP | Thomas Fitzhugh | 807 | Arkansas Electric Coop Corp | 35.4624 | -93.8049 | 6006 Lock and Dam Road | Ozark | AR | 72949 | Franklin | SERC | SWPP | Southwest Power Pool | Natural Gas | Natural Gas Fired Combustion Turbine | 2 | 3; 4 | 140.5 | 93 | 93 | RE | Electric Utility | 161 | C | AECC_FITZHUGH
971 | MISO | Waterloo | 20180 | City of Waterloo - (IL) | 38.3348 | -90.1589 | 616 Market Street | Waterloo | IL | 62298 | Monroe | SERC | MISO | Midcontinent Independent Transmission System Operator, Inc.. | Natural Gas | Natural Gas Fired Combustion Turbine | 1 | 14 | 8 | 7.5 | 8 | RE | Electric Utility | 34.5 | M
1024 | MISO | Crawfordsville Power Plant | 59774 | Crawfordsville Energy LLC | 40.0489 | -86.8992 | 700 Lafayette Road | Crawfordsville | IN | 47933 | Montgomery | RFC | MISO | Midcontinent Independent Transmission System Operator, Inc.. | Natural Gas | Natural Gas Fired Combined Cycle | 1 | 8 | 16.3 | 16.3 | 16.3 | NR | IPP Non-CHP | 13.8 | Q
1167 | MISO | Muscatine Plant #1 | 13143 | Board of Water Electric & Communications | 41.3917 | -91.0569 | 1700 Dick Drake Way | Muscatine | IA | 52761 | Muscatine | MRO | MISO | Midcontinent Independent Transmission System Operator, Inc.. | Natural Gas | Natural Gas Fired Combustion Turbine | 1 | 10 | 35 | 34.4 | 41.5 | RE | Electric Utility | 161 | M
1239 | SPP | Riverton | 5860 | Empire District Electric Co | 37.0726 | -94.6987 | 7240 SE HWY 66 | Riverton | KS | 66770 | Cherokee | MRO | SWPP | Southwest Power Pool | Natural Gas | Natural Gas Fired Combustion Turbine | 2 | 13; 14 | 27 | 27.14 | 27.14 | RE | Electric Utility | 161 | I
1263 | SPP | Belleville | 1512 | City of Belleville - (KS) | 39.8328 | -97.632 | 1819 L Street | Belleville | KS | 66935 | Republic | MRO | SWPP | Southwest Power Pool | Petroleum | Petroleum Liquids | 1 | 9 | 3 | 3 | 3 | RE | Electric Utility | 69 | M
2038 | MISO | Cambridge CT Hybrid | 7570 | Great River Energy | 45.601 | -93.2081 | Highway 65 | Cambridge | MN | 55008 | Isanti | MRO | MISO | Midcontinent Independent Transmission System Operator, Inc.. | Battery | Batteries | 1 | BA1 | 1.5 | 1.2 | 1.2 | RE | Electric Utility | 69 | C | [7 empty] | 150 | 0.5 | 1.5 | MAB
2161 | SPP | James River Power Station | 17833 | City Utilities of Springfield - (MO) | 37.1086 | -93.2619 | 5701 S. Kissick | Springfield | MO | 65804 | Greene | MRO | SWPP | Southwest Power Pool | Battery | Batteries | 1 | BAT1 | 31 | 31 | 31 | RE | Electric Utility | 69 | M | [7 empty] | 186 | 31 | 31 | OTH
2185 | WECC | Hauser | 13902 | NorthWestern Energy (MT Hydro) | 46.7659 | -111.8873 | 7150 Hauser Dam Road | Helena | MT | 59602 | Lewis and Clark | WECC | NWMT | NorthWestern Energy (NWMT) | Other | Conventional Hydroelectric | 3 | HAU10; HAU12; HAU9 | 10.5 | 10.5 | 10.5 | RE | Electric Utility | 69 | I
2951 | SPP | Horseshoe Lake | 14063 | Oklahoma Gas & Electric Co | 35.5087 | -97.1797 | 19801 NE 36th Street | Harrah | OK | 73045 | Oklahoma | MRO | SWPP | Southwest Power Pool | Natural Gas | Natural Gas Fired Combustion Turbine | 2 | 11; 12 | 448 | 448 | 448 | RE | Electric Utility | 138 | I
3122 | PJM | Homer City Generating Station | 58615 | Homer City Generation, L.P. | 40.5128 | -79.1961 | 1750 Power Plant Road | Homer City | PA | 15748 | Indiana | RFC | PJM | PJM Interconnection, LLC | Natural Gas | Natural Gas Fired Combined Cycle | 14 | CA1; CA2; CA3; CA4; CA5; CA6; CA7; CT1; CT2; CT3; CT4; CT5; CT6; CT7 | 4396 | 4396 | 4396 | NR | IPP Non-CHP | 345 | Q
3338 | SPP | Aberdeen CT | 13809 | NorthWestern Energy - (SD) | 45.4299 | -98.494 | Hwy 10 | Aberdeen | SD | 57401 | Brown | MRO | SWPP | Southwest Power Pool | Natural Gas | Natural Gas Fired Combustion Turbine | 2 | 3; 4 | 32 | 30 | 30 | RE | Electric Utility | 34.5 | I | SPP
4014 | MISO | Wheaton | 13781 | Northern States Power Co - Minnesota | 44.8854 | -91.5158 | 3008 80th St | Eau Claire | WI | 54701 | Chippewa | MRO | MISO | Midcontinent Independent Transmission System Operator, Inc.. | Natural Gas | Natural Gas Fired Combustion Turbine; Natural Gas Internal Combustion Engine | 6 | WHT08; WHT09; WHT10; WHT11; WHT12; WHT13 | 298.1 | 270.1 | 277.8 | RE | Electric Utility | 161 | I
4050 | MISO | Edgewater | 20856 | Wisconsin Power & Light Co | 43.7151 | -87.7059 | 3739 Lakeshore Dr | Sheboygan | WI | 53081 | Sheboygan | MRO | MISO | Midcontinent Independent Transmission System Operator, Inc.. | Battery | Batteries | 1 | BESS1 | 99 | 99 | 99 | RE | Electric Utility | 138 | I | ALTE.EDGE.ESR | [6 empty] | 396 | 99 | 99 | LIB
6137 | MISO | A B Brown | 17633 | Southern Indiana Gas & Elec Co | 37.9053 | -87.715 | 8511 Welborn Road | Mount Vernon | IN | 47620 | Posey | RFC | MISO | Midcontinent Independent Transmission System Operator, Inc.. | Natural Gas | Natural Gas Fired Combustion Turbine | 2 | 6; 7 | 497 | 432.6 | 490.2 | RE | Electric Utility | 138 | I
6211 | WECC | Dynegy Oakland Power Plant | 54803 | Dynegy Oakland, LLC | 37.7968 | -122.2819 | 50 Martin Luther King Jr. Way | Oakland | CA | 94607 | Alameda | WECC | CISO | California Independent System Operator | Battery | Batteries | 1 | GEN4 | 43.3 | 43.3 | 43.3 | NR | IPP Non-CHP | 115 | Q | [7 empty] | 173.2 | 43.3 | 43.3 | LIB
6481 | WECC | Intermountain Power Project | 11208 | Los Angeles Department of Water & Power | 39.5097 | -112.5802 | 850 Brush Wellman Rd. | Delta | UT | 84624 | Millard | WECC | LDWP | Los Angeles Department of Water and Power | Natural Gas | Natural Gas Fired Combined Cycle | 2 | 3; 4 | 840 | 840 | 840 | RE | Electric Utility | 500 | M
6761 | WECC | Rawhide | 15143 | Platte River Power Authority | 40.8609 | -105.0212 | 2700 East Co. Rd. 82 | Wellington | CO | 80549 | Larimer | WECC | PSCO | Public Service Company of Colorado | Natural Gas | Natural Gas Fired Combustion Turbine | 5 | G; H; LM3; LM4; LM5 | 223 | 223 | 223 | RE | Electric Utility | 230 | P
7408 | WECC | Payson | 14600 | Payson City Corporation | 40.0608 | -111.7302 | 1100 North 100 East | Payson | UT | 84651 | Utah | WECC | PACE | PacifiCorp - East | Natural Gas | Natural Gas Internal Combustion Engine | 6 | 86-3C; 86-4C; 86-5C; 86-6C; 86-7C; 86-8C | 14.4 | 12.6 | 12.6 | RE | Electric Utility | 4.1 | M
7526 | WECC | Solano Wind | 16534 | Sacramento Municipal Util Dist | 38.1164 | -121.769 | Highway 12 | Rio Vista | CA | 94512 | Solano | WECC | CISO | California Independent System Operator | Wind | Onshore Wind Turbine | 1 | 5 | 108 | 108 | 108 | RE | Electric Utility | 230 | P
7903 | SPP | McCartney | 17833 | City Utilities of Springfield - (MO) | 37.2484 | -93.1708 | 5701 E. Farm Road 112 | Strafford | MO | 65757 | Greene | MRO | SWPP | Southwest Power Pool | Natural Gas | Natural Gas Fired Combustion Turbine | 3 | MGS3; MGS4; MGS5 | 146.7 | 142.2 | 142.2 | RE | Electric Utility | 161 | M | SPRM_MCCT2
7907 | WECC | Pine Flat | 10325 | Kings River Conservation Dist | 36.8326 | -119.327 | 27709 Pine Flat Road | Piedra | CA | 93649 | Fresno | WECC | CISO | California Independent System Operator | Other | Conventional Hydroelectric | 1 | 4 | 3.8 | 3.8 | 3.8 | RE | Electric Utility | 230 | P
8020 | SPP | Baldwin City Plant No 2 | 1148 | City of Baldwin City- (KS) | 38.7649 | -95.192 | 1101 Orange Street | Baldwin City | KS | 66006 | Douglas | MRO | SWPP | Southwest Power Pool | Petroleum | Petroleum Liquids | 1 | 10 | 2.2 | 2 | 2 | RE | Electric Utility | 34.5 | M
8027 | MISO | Blue Lake | 13781 | Northern States Power Co - Minnesota | 44.7855 | -93.4315 | 1200 70th St | Shakopee | MN | 55379 | Scott | MRO | MISO | Midcontinent Independent Transmission System Operator, Inc.. | Natural Gas | Natural Gas Internal Combustion Engine | 3 | BLL09; BLL10; BLL11 | 29.4 | 28.2 | 28.2 | RE | Electric Utility | 115 | I
10287 | WECC | Beowawe | 34691 | Ormat Nevada Inc | 40.5547 | -116.6175 | 1000 Power Plant Place | Beowawe | NV | 89821 | Lander | WECC | NEVP | Nevada Power Company | Solar | Solar Photovoltaic | 1 | BWSOL | 5.8 | 5.8 | 2.9 | NR | IPP Non-CHP | 66 | Q
10319 | MISO | Geismar | 1182 | BASF Corporation | 30.2 | -91 | 8404 Highway 75 | Geismar | LA | 70734 | Ascension | SERC | MISO | Midcontinent Independent Transmission System Operator, Inc.. | Natural Gas | Natural Gas Fired Combustion Turbine; Natural Gas Steam Turbine | 2 | GEN4; GEN5 | 70 | 67 | 73 | NR | Industrial CHP | 230 | IND
10328 | MISO | T B Simon Power Plant | 12436 | Michigan State University | 42.7178 | -84.4836 | 354 Service Rd. | East Lansing | MI | 48824 | Ingham | RFC | MISO | Midcontinent Independent Transmission System Operator, Inc.. | Natural Gas | Natural Gas Fired Combustion Turbine | 1 | GEN11 | 15 | 15 | 15 | NR | Commercial CHP | 138 | S
10444 | WECC | Lockhart Solar PV, LLC | 61950 | Terra-Gen Operating Co-Solar | 35.0308 | -117.3563 | 43880 Harper Lake Road | Hinkley | CA | 92347 | San Bernardino | WECC | CISO | California Independent System Operator | Battery | Batteries | 1 | LHC1 | 69 | 69 | 69 | NR | IPP Non-CHP | 220 | Q | [7 empty] | 69 | 69 | 69 | LIB
10748 | WECC | Marina Landfill Gas | 12869 | Monterey Regional Waste Mgmt | 36.7131 | -121.7686 | 14201 Del Monte Blvd | Marina | CA | 93933 | Monterey | WECC | CISO | California Independent System Operator | Other | Landfill Gas | 4 | FUTR1; FUTR2; FUTR3; FUTR4 | 6.4 | 6.4 | 6.4 | NR | Commercial Non-CHP | 21 | M
50328 | MISO | Byllesby | 64843 | Dakota County, MN | 44.5119 | -92.9394 | 30129 Harry Avenue | Cannon Falls | MN | 55009 | Dakota | MRO | MISO | Midcontinent Independent Transmission System Operator, Inc.. | Other | Conventional Hydroelectric | 2 | NOR-1; SOU-2 | 4 | 4 | 4 | RE | Electric Utility | 69 | M
50964 | WECC | Amedee Geothermal Venture I | 67060 | Hays Ranches, LLC | 40.3008 | -120.105 | US 395 at Road A3 | Amedee | CA | 96127 | Lassen | WECC | CISO | California Independent System Operator | Other | Geothermal | 1 | NEW | 1 | 0.7 | 0.7 | NR | IPP Non-CHP | 60 | Q
50969 | MISO | MU Combined Heat and Power Plant | 34359 | Curators of the University of Missouri | 38.9461 | -92.3328 | 417 South Fifth St | Columbia | MO | 65211 | Boone | SERC | MISO | Midcontinent Independent Transmission System Operator, Inc.. | Natural Gas | Natural Gas Steam Turbine | 1 | GEN10 | 9 | 8 | 8 | NR | Commercial CHP | 69 | S | CWLD.UMC
52021 | PJM | ITT Cogen Facility | 65792 | ITT Energy Tech Partners, LLC | 41.8344 | -87.6285 | 3430 South Federal St | Chicago | IL | 60616 | Cook | RFC | PJM | PJM Interconnection, LLC | Natural Gas | Natural Gas Internal Combustion Engine | 2 | GEN3; GEN4 | 8.2 | 8.2 | 8.2 | NR | Commercial CHP | 4 | COM
52073 | WECC | UCLA So Campus Cogen Project | 19524 | University of California-LA | 34.0692 | -118.4439 | 721 Charles E. Young Dr., S | Los Angeles | CA | 90095 | Los Angeles | WECC | LDWP | Los Angeles Department of Water and Power | Natural Gas | Natural Gas Fired Combined Cycle | 2 | GEN-A; GEN-B | 32.8 | 27 | 28.4 | NR | Commercial CHP | 34.5 | COM
52127 | WECC | Elk Basin Gasoline Plant | 64954 | Contango Oil and Gas | 44.9806 | -108.8428 | 37 Rd 1 NG | Powell | WY | 82435 | Park | WECC | PACE | PacifiCorp - East | Natural Gas | Natural Gas Internal Combustion Engine | 1 | EMGEN | 0.7 | 0.45 | 0.45 | NR | Industrial CHP | 7.62 | Q
52148 | PJM | Elkton | 12320 | Merck & Co Inc | 38.3836 | -78.6528 | 2778 South East Side Highway | Elkton | VA | 22827 | Rockingham | SERC | PJM | PJM Interconnection, LLC | Natural Gas | Natural Gas Internal Combustion Engine | 1 | GEN10 | 2 | 2 | 2 | NR | Industrial CHP | 13.2 | IND
52149 | PJM | West Point (PA) | 12303 | Merck & Co Inc-West Point | 40.218 | -75.2988 | 770 Sumneytown Pike | West Point | PA | 19486 | Montgomery | RFC | PJM | PJM Interconnection, LLC | Natural Gas | Natural Gas Internal Combustion Engine | 1 | GEN21 | 2.5 | 2.5 | 2.5 | NR | Industrial CHP | 34.5 | IND | MERCK 13 KV MERCK1-2
54224 | MISO | Franklin Heating Station | 6738 | Franklin Heating Station | 44.0206 | -92.4656 | 119 3rd Street SW | Rochester | MN | 55902 | Olmsted | MRO | MISO | Midcontinent Independent Transmission System Operator, Inc.. | Mixed | Natural Gas Fired Combined Cycle; Petroleum Liquids | 7 | CTG1; DG9; EG11; EG12; EG13; EG14; EG15 | 27.6 | 27.4 | 27.4 | NR | Commercial CHP | 13.8 | Q
54909 | WECC | Tehachapi Wind Resource II | 2719 | CalWind Resources Inc | 35.1061 | -118.3114 | 15001 E Tehachapi Blvd | Tehachapi | CA | 93561 | Kern | WECC | CISO | California Independent System Operator | Wind | Onshore Wind Turbine | 1 | PLAN | 15.5 | 15.5 | 15.5 | NR | IPP Non-CHP | 66 | Q
54918 | MISO | Ergon Refining Vicksburg | 6667 | Ergon Refining Inc | 32.3883 | -90.9083 | 2611 Haining Road | Vicksburg | MS | 39180 | Warren | SERC | MISO | Midcontinent Independent Transmission System Operator, Inc.. | Natural Gas | Natural Gas Fired Combustion Turbine | 2 | TM02; TM03 | 15.8 | 15.8 | 15.8 | NR | Industrial CHP | 13.8 | IND
54950 | WECC | Univ of Oregon Central Power Station | 24008 | University of Oregon | 44.0483 | -123.0739 | 1295 Franklin Boulevard | Eugene | OR | 97403 | Lane | WECC | BPAT | Bonneville Power Administration | Petroleum | Petroleum Liquids | 1 | DG4 | 3 | 3 | 3 | NR | Commercial CHP | 12.47 | S
55027 | SPP | Papillion Creek Wastewater | 13157 | City of Omaha | 41.0772 | -95.87 | 15705 Harlan Lewis Road | Bellevue | NE | 68123 | Sarpy | MRO | SWPP | Southwest Power Pool | Natural Gas | Natural Gas Internal Combustion Engine | 2 | 1600C; 1600D | 5 | 4.8 | 5 | NR | Commercial CHP | 13.8 | M
55478 | WECC | Lange Generating Station | 19545 | Black Hills Power, Inc. | 44.1218 | -103.2641 | 3650 Deadwood Ave | Rapid City | SD | 57702 | Pennington | WECC | WACM | Western Area Power Administration - Rocky Mountain Region | Natural Gas | Natural Gas Internal Combustion Engine | 6 | IC01; IC02; IC03; IC04; IC05; IC06 | 99.6 | 97.8 | 97.8 | RE | Electric Utility | 69 | I
55510 | WECC | Border Hybrid Energy Center | 59527 | CalPeak Power, LLC | 32.5624 | -116.9439 | 2060 Sanyo Avenue | San Diego | CA | 92154 | San Diego | WECC | CISO | California Independent System Operator | Battery | Batteries | 1 | HER | 54.1 | 52 | 52 | NR | IPP Non-CHP | 69 | Q | [7 empty] | 54.1 | 52 | 52 | LIB
55522 | WECC | Sundance | 803 | Arizona Public Service Co | 32.9285 | -111.5899 | 2060 Sundance Road | Casa Grande | AZ | 85228 | Pinal | WECC | WALC | Western Area Power Administration - Desert Southwest Region | Natural Gas | Natural Gas Fired Combustion Turbine | 2 | CT11; CT12 | 90 | 90 | 90 | RE | Electric Utility | 230 | I
55972 | SPP | Cass County | 14127 | Omaha Public Power District | 40.9479 | -95.964 | 3520 Mill Road | Plattsmouth | NE | 68507 | Cass | MRO | SWPP | Southwest Power Pool | Natural Gas | Natural Gas Fired Combustion Turbine | 3 | CT-3; CT-4; CT-5 | 792 | 663.12 | 663.12 | RE | Electric Utility | 345 | P
56090 | WECC | Blacksand Generating Facility | 61143 | Bridge Energy LLC | 33.9328 | -117.855 | 2000 Tonner Canyon Road | Brea | CA | 92821 | Orange | WECC | CISO | California Independent System Operator | Natural Gas | Natural Gas Fired Combustion Turbine | 2 | D191; D192 | 1.6 | 1.6 | 1.6 | NR | Industrial Non-CHP | 12 | IND
56134 | WECC | Regional Wastewater Control Facility | 55934 | City of Stockton MUD | 37.9369 | -121.3294 | 2500 Navy Dr | Stockton | CA | 95206 | San Joaquin | WECC | CISO | California Independent System Operator | Petroleum | Petroleum Liquids | 1 | 0601 | 3 | 3 | 3 | NR | Commercial CHP | 60 | M
56446 | WECC | Buena Vista Energy LLC | 50123 | Leeward Asset Management, LLC | 37.805 | -121.6672 | 7601 Byron Hot Springs Rd | Byron | CA | 94514 | Contra Costa | WECC | CISO | California Independent System Operator | Battery | Batteries | 1 | BVBAT | 100 | 100 | 100 | NR | IPP Non-CHP | 230 | Q | [7 empty] | 400 | 100 | 100 | LIB
56615 | WECC | Rancho Penasquitos | 27075 | San Diego County Water Auth | 32.937 | -117.1137 | 12298 Alemania Road | San Diego | CA | 92129 | San Diego | WECC | CISO | California Independent System Operator | Other | Conventional Hydroelectric | 1 | G200 | 4.3 | 4.1 | 2.3 | NR | IPP Non-CHP | 12 | S | CCRITA
56895 | WECC | Ameresco Ox Mountain | 56101 | AMERESCO Ox Mountain Energy LLC | 37.5 | -122.4 | 12310 San Meteo Rd | Half Moon Bay | CA | 94019 | San Mateo | WECC | CISO | California Independent System Operator | Other | Landfill Gas | 1 | 7 | 3 | 2.8 | 2.8 | NR | IPP Non-CHP | 60 | Q
57679 | WECC | Arlington Valley Solar Energy I | 56769 | Consolidated Edison Development Inc. | 33.3217 | -112.8806 | South of Elliot Road and west | Arlington | AZ | 85326 | Maricopa | WECC | AZPS | Arizona Public Service Company | Solar | Solar Photovoltaic | 1 | AVSE1 | 127 | 125 | 125 | NR | IPP Non-CHP | 500 | Q
57881 | SPP | Pioneer Generation Station | 1307 | Basin Electric Power Coop | 48.2325 | -103.9528 | 5639 151st Ave NW | Williston | ND | 58801 | Williams | MRO | SWPP | Southwest Power Pool | Natural Gas | Natural Gas Fired Combustion Turbine; Natural Gas Internal Combustion Engine | 8 | 04; 05; 31; 32; 33; 34; 35; 36 | 604.2 | 530.2 | 566.2 | RE | Electric Utility | 115 | C
57899 | WECC | Hurricane City Power | 9128 | Hurricane City Power | 37.1856 | -113.2975 | 526 West 600 North | Hurricane | UT | 84737 | Washington | WECC | PACE | PacifiCorp - East | Natural Gas | Natural Gas Internal Combustion Engine | 1 | 9 | 2 | 1.9 | 1.9 | RE | Electric Utility | 7.2 | M
58168 | WECC | Energy Center | 58105 | University of Redlands | 34.0631 | -117.1639 | 955 North Grove Street | Redlands | CA | 92373 | San Bernardino | WECC | CISO | California Independent System Operator | Natural Gas | Natural Gas Fired Combustion Turbine | 3 | TURB4; TURB5; TURB6 | 0.9 | 0.99 | 0.99 | NR | Commercial CHP | 12 | COM
58175 | WECC | Jawbone Wind Project | 63759 | Triple Oak Power LLC | 46.5081 | -109.7278 | 3 miles northeast of Harlowton | Harlowton | MT | 59011 | Wheatland | WECC | NWMT | NorthWestern Energy (NWMT) | Wind | Onshore Wind Turbine | 1 | JWPI | 80 | 80 | 80 | NR | IPP Non-CHP | 230 | Q
58413 | WECC | Copper Crossing Energy and Research Cent | 16572 | Salt River Project | 33.1551 | -111.4836 | 8125 E. Bella Vista Rd | Florence | AZ | 85143 | Pinal | WECC | SRP | Salt River Project | Solar | Solar Photovoltaic | 3 | CXS01; CXS02; CXS03 | 54.4 | 50.9 | 54.4 | RE | Electric Utility | 230 | P
58422 | WECC | CSU Northridge Plant | 58416 | California State University, Northridge | 34.2433 | -118.5306 | 18111 Nordhoff Street | Northridge | CA | 91330 | Los Angeles | WECC | LDWP | Los Angeles Department of Water and Power | Solar | Solar Photovoltaic | 1 | G6PV | 0.8 | 0.7 | 0.3 | NR | Commercial Non-CHP | 35 | S
58652 | WECC | La Paz Solar Tower | 58597 | Enviromission, Inc | 33.9172 | -114.2675 | West of State Route 95 | Parker | AZ | 85371 | La Paz | WECC | WALC | Western Area Power Administration - Desert Southwest Region | Solar | Solar Thermal without Energy Storage | 1 | 1 | 200 | 200 | 200 | NR | IPP Non-CHP | 230 | Q
58835 | SPP | Elk Station | 7349 | Golden Spread Electric Cooperative, Inc | 33.865 | -101.8433 | 1454 CR 315 | Abernathy | TX | 79311 | Hale | MRO | SWPP | Southwest Power Pool | Natural Gas | Natural Gas Fired Combustion Turbine | 1 | ELK4 | 199.8 | 201 | 210 | RE | Electric Utility | 345 | C
58903 | MISO | Marseilles Lock and Dam Hydro | 58783 | Marseilles Land and Water Company | 41.3278 | -88.7011 | 250 Main Street | Marseilles | IL | 61341 | LaSalle | MRO | MISO | Midcontinent Independent Transmission System Operator, Inc.. | Other | Conventional Hydroelectric | 4 | UNIT1; UNIT2; UNIT3; UNIT4 | 10.4 | 10.4 | 10.4 | NR | IPP Non-CHP | 34.5 | Q
58987 | WECC | Chokecherry and Sierra Madre Wind | 58842 | Power Company of Wyoming LLC | 41.6831 | -107.2 | 184 CIG Plant Rd | Sinclair | WY | 82334 | Carbon | WECC | CISO | California Independent System Operator | Wind | Onshore Wind Turbine | 4 | I-A; I-B; II-A; II-B | 3550.5 | 3550.5 | 3550.5 | NR | IPP Non-CHP | 345 | Q | not applicable
59047 | WECC | Gallegos Wind Farm, Phase 1 | 58880 | Gallegos Wind Farm LLC | 36.5803 | -103.849 | 1743 Gallegos Rd | Grenville | NM | 88424 | Union | WECC | PNM | Public Service Company of New Mexico | Wind | Onshore Wind Turbine | 1 | GEN 1 | 190 | 190 | 190 | NR | IPP Non-CHP | 345 | Q
59091 | PJM | Braddock Lock and Dam | 65470 | Lock+ Hydro Friends Fund XLII, LLC | 40.3889 | -79.8589 | 11th street | Braddock | PA | 15104 | Allegheny | RFC | PJM | PJM Interconnection, LLC | Other | Conventional Hydroelectric | 1 | GEN1 | 5.3 | 5.3 | 5.3 | NR | IPP Non-CHP | 23 | Q
59817 | WECC | Tooele Army Depot(CSG) | 59598 | Tooele Army Depot | 40.503 | -112.3706 | 1 Tooele Army Depot, Bldg 1510 | Tooele | UT | 84074 | Tooele | WECC | PACE | PacifiCorp - East | Solar | Solar Photovoltaic | 1 | PV2 | 1.5 | 1.5 | 1.2 | NR | IPP Non-CHP | 138 | F
59898 | PJM | SunEnergy1-Scotland Neck, LLC | 59672 | SunEnergy1-Scotland Neck, LLC | 36.125 | -77.4091 | 34910 Highway 903 | Scotland Neck | NC | 27874 | Halifax | SERC | PJM | PJM Interconnection, LLC | Solar | Solar Photovoltaic | 1 | TGCSN | 3 | 3 | 3 | NR | IPP Non-CHP | 12.5 | Q
59969 | WECC | Windhub Solar B, LLC | 59726 | Windhub Solar B, LLC | 35.0133 | -118.2698 |  | Mojave | CA | 93501 | Kern | WECC | CISO | California Independent System Operator | Solar | Solar Photovoltaic | 1 | GEN01 | 20 | 20 | 20 | NR | IPP Non-CHP | 66 | Q
60070 | WECC | Nolin Hills | 64800 | Nolin Hills Wind, LLC | 45.5545 | -119.1143 |  | Nolin | OR | 97801 | Umatilla | WECC | BPAT | Bonneville Power Administration | Mixed | Onshore Wind Turbine; Solar Photovoltaic | 2 | GEN; GEN2 | 600 | 600 | 600 | NR | IPP Non-CHP | 230 | Q
60192 | WECC | North Fork Community Power | 59967 | Phoenix Energy | 37.2315 | -119.4942 | 57839 Road 225 | North Fork | CA | 93643 | Madera | WECC | CISO | California Independent System Operator | Other | Other Waste Biomass | 2 | NFCP1; NFCP2 | 3.4 | 2.6 | 2.6 | NR | IPP Non-CHP | 12 | Q
60206 | PJM | Wolf Summit Energy | 59966 | Wolf Summit Energy LLC | 39.287 | -80.3229 | TBD | Clarksburg | WV | 26301 | Harrison | RFC | PJM | PJM Interconnection, LLC | Natural Gas | Natural Gas Fired Combined Cycle | 2 | HCCA1; HCCT1 | 578.9 | 524.5 | 550.7 | NR | IPP Non-CHP | 138 | Q
60309 | WECC | Portal Ridge Solar A, LLC | 50123 | Leeward Asset Management, LLC | 34.7153 | -118.2591 | 7605 W Avenue H | Lancaster | CA | 93536 | Los Angeles | WECC | CISO | California Independent System Operator | Solar | Solar Photovoltaic | 1 | GEN01 | 19 | 19 | 19 | NR | IPP Non-CHP | 69 | Q
60670 | WECC | CE&P Imperial Valley 1 | 60395 | California Ethanol Power, LLC | 32.9128 | -115.5183 | TBD | Brawley | CA | 92227 | Imperial | WECC | IID | Imperial Irrigation District | Other | All Other | 1 | 1 | 50 | 50 | 50 | NR | Industrial CHP | 92 | IND
60988 | WECC | Loma Rica Hydroelectric Powerhouse | 13402 | Nevada Irrigation District | 39.223 | -120.9911 | 13733 Loma Rica Drive | Grass Valley | CA | 95945 | Nevada | WECC | CISO | California Independent System Operator | Other | Conventional Hydroelectric | 1 | HY1 | 1.4 | 1.4 | 1.4 | NR | IPP Non-CHP | 12 | P
61167 | WECC | Aratina Solar Center 1B | 60796 | 91MC 8me LLC | 34.988 | -117.5716 | TBD | Boron | CA | 93596 | San Bernardino | WECC | CISO | California Independent System Operator | Mixed | Solar Photovoltaic; Batteries | 2 | 91MC8; BESS | 130 | 130 | 130 | NR | IPP Non-CHP | 220 | Q | [7 empty] | 200 | 50 | 50 | LIB
61169 | WECC | Eland Solar & Storage Center, Phase 2 Hy | 60798 | 69SV 8me LLC | 35.2167 | -117.977 | TBD | Mojave | CA | 93301 | Kern | WECC | LDWP | Los Angeles Department of Water and Power | Mixed | Batteries; Solar Photovoltaic | 2 | 61169; 69SV8 | 350 | 350 | 350 | NR | IPP Non-CHP | 230 | Q | [7 empty] | 600 | 150 | 150 | LIB
61170 | WECC | Gale 1 Solar | 60799 | 33UI 8me LLC | 39.523 | -112.546 | 860 Brush Wellmand Road | Delta | UT | 84624 | Millard | WECC | LDWP | Los Angeles Department of Water and Power | Mixed | Solar Photovoltaic; Batteries | 2 | 33UI8; 33UI9 | 450 | 450 | 450 | NR | IPP Non-CHP | 345 | Q | [7 empty] | 600 | 150 | 150 | LIB
61321 | PJM | Biggs Ford Solar Center | 63421 | Biggs Ford Solar Center, LLC | 39.4829 | -77.3757 | Biggs Ford Rd | Walkersville | MD | 21793 | Frederick | RFC | PJM | PJM Interconnection, LLC | Solar | Solar Photovoltaic | 1 | BFSC | 15 | 15 | 15 | NR | IPP Non-CHP | 34.5 | Q
61511 | SPP | Burt County Wind | 56769 | Consolidated Edison Development Inc. | 41.886 | -96.345 | TBD | Oakland | NE | 68045 | Burt | MRO | SWPP | Southwest Power Pool | Wind | Onshore Wind Turbine | 1 | BCNE | 75 | 75 | 75 | NR | IPP Non-CHP | 161 | Q
61687 | MISO | Plum Creek | 61301 | Plum Creek Wind Farm LLC | 44.145 | -95.3827 | 23500 County Road 6 | Revere | MN | 56166 | Cottonwood | MRO | MISO | Midcontinent Independent Transmission System Operator, Inc.. | Wind | Onshore Wind Turbine | 1 | PLMCK | 400 | 400 | 400 | NR | IPP Non-CHP | 345 | Q
61796 | PJM | LeGore Bridge Solar Center | 61421 | LeGore Bridge Solar Center, LLC | 39.5724 | -77.3079 | Clyde Young Rd | Keymar | MD | 21757 | Frederick | RFC | PJM | PJM Interconnection, LLC | Solar | Solar Photovoltaic | 1 | LGBSC | 20 | 20 | 20 | NR | IPP Non-CHP | 34.5 | Q
61803 | WECC | Sierra Energy Storage, LLC | 56201 | Engie North America | 37.8744 | -120.4774 | 8305 Enterprise Dr. | Jamestown | CA | 95327 | Tuolumne | WECC | CISO | California Independent System Operator | Battery | Batteries | 1 | 10003 | 10 | 10 | 10 | NR | IPP Non-CHP | 115 | Q | [7 empty] | 40 | 10 | 10 | LIB
61910 | MISO | Yeoman Creek | 66061 | BQ Energy Development | 42.3911 | -87.8494 | 2122 Yeoman Street | Waukegan | IL | 60087 | Lake | RFC | MISO | Midcontinent Independent Transmission System Operator, Inc.. | Solar | Solar Photovoltaic | 1 | YEOM | 7 | 7 | 7 | NR | IPP Non-CHP | 34.5 | COM
61912 | WECC | McGinness Hills 3 | 34691 | Ormat Nevada Inc | 39.5963 | -116.8942 | 1350 Grass Valley Road | Austin | NV | 89310 | Lander | WECC | NEVP | Nevada Power Company | Solar | Solar Photovoltaic | 1 | MHSOL | 14 | 14 | 7 | NR | IPP Non-CHP | 230 | Q
62022 | MISO | Lincoln Land Energy Center | 61596 | Lincoln Land Energy Center LLC | 39.5788 | -89.5798 | 150000 Black Diamond Road | Pawnee | IL | 62558 | Sangamon | SERC | MISO | Midcontinent Independent Transmission System Operator, Inc.. | Natural Gas | Natural Gas Fired Combined Cycle | 2 | GEN1; GEN2 | 1276.8 | 1040 | 1040 | NR | IPP Non-CHP | 345 | Q
62263 | WECC | Saddle Mountain East Wind Farm | 61785 | EDP Renewables North America LLC | 46.789 | -119.346 | W Bench Rd | Othello | WA | 99344 | Adams | WECC | AVA | Avista Corporation | Wind | Onshore Wind Turbine | 1 | GEN1 | 126 | 126 | 126 | NR | IPP Non-CHP | 230 | Q
62384 | PJM | Point Marion L&D Hydroelectric Project | 61906 | Rye Development | 39.7269 | -79.9101 | TBD | Point Marion | PA | 15327 | Fayette | RFC | PJM | PJM Interconnection, LLC | Other | Conventional Hydroelectric | 2 | NA1; NA2 | 5 | 3 | 4.4 | NR | IPP Non-CHP | 69 | Q
62385 | PJM | Maxwell L&D Hydroelectric Project | 61906 | Rye Development | 40.0024 | -79.9588 | TBD | Luzerne | PA | 15433 | Fayette | RFC | PJM | PJM Interconnection, LLC | Other | Conventional Hydroelectric | 2 | NA1; NA2 | 12 | 9 | 11 | NR | IPP Non-CHP | 69 | Q
62386 | PJM | Opekiska L&D Hydroelectric Project | 61906 | Rye Development | 39.5649 | -80.0511 | TBD | Fairmont | WV | 26501 | Monongalia | RFC | PJM | PJM Interconnection, LLC | Other | Conventional Hydroelectric | 2 | NA1; NA2 | 6 | 4 | 5 | NR | IPP Non-CHP | 69 | Q
62387 | PJM | Morgantown L&D Hydroelectric Project | 61906 | Rye Development | 39.6196 | -79.9681 | TBD | Morgantown | WV | 26501 | Monongalia | RFC | PJM | PJM Interconnection, LLC | Other | Conventional Hydroelectric | 2 | NA1; NA2 | 5 | 3 | 4 | NR | IPP Non-CHP | 69 | Q
62388 | PJM | Grays Landing L&D Hydroelectric Project | 61906 | Rye Development | 39.8237 | -79.923 | TBD | Masontown | PA | 15461 | Greene | RFC | PJM | PJM Interconnection, LLC | Other | Conventional Hydroelectric | 2 | NA1; NA2 | 12 | 9 | 11 | NR | IPP Non-CHP | 69 | Q
62390 | PJM | KY No. 11 L&D Hydroelectric Project | 67011 | Lock 11 Hydro Partners, LLC | 37.784 | -84.1033 | 1732 Lock 11 Road | Irvine | KY | 40336 | Estill | SERC | PJM | PJM Interconnection, LLC | Other | Conventional Hydroelectric | 6 | 6; NA1; NA2; NA3; NA4; NA5 | 2.8 | 3 | 3 | NR | IPP Non-CHP | 15 | Q
62391 | MISO | Overton Hydroelectric Project | 61906 | Rye Development | 31.186 | -92.2931 | TBD | Alexandria | LA | 71302 | Rapides | SERC | MISO | Midcontinent Independent Transmission System Operator, Inc.. | Other | Conventional Hydroelectric | 6 | NA1; NA2; NA3; NA4; NA5; NA6 | 48.6 | 33 | 45 | NR | IPP Non-CHP | 138 | Q
62400 | PJM | Montgomery L&D Hydroelectric Project | 61906 | Rye Development | 40.6525 | -80.3869 | TBD | Monaca | PA | 15052 | Beaver | RFC | PJM | PJM Interconnection, LLC | Other | Conventional Hydroelectric | 3 | NA1; NA2; NA3 | 20.4 | 16.5 | 18.9 | NR | IPP Non-CHP | 69 | Q
62401 | PJM | Allegheny L&D2 Hydroelectric Project | 61906 | Rye Development | 40.8944 | -79.9136 | TBD | Pittsburgh | PA | 15215 | Allegheny | RFC | PJM | PJM Interconnection, LLC | Other | Conventional Hydroelectric | 2 | NA1; NA2 | 9 | 5 | 7 | NR | IPP Non-CHP | 69 | Q
62404 | PJM | Monongahela L&D4 Hydroelectric Project | 61906 | Rye Development | 40.1459 | -79.9009 | TBD | Charleroi | PA | 15022 | Washington | RFC | PJM | PJM Interconnection, LLC | Other | Conventional Hydroelectric | 2 | NA1; NA2 | 12 | 9 | 11 | NR | IPP Non-CHP | 69 | Q
62433 | PJM | Emsworth L&D Hydroelectric Project | 61906 | Rye Development | 40.5031 | -80.0894 | TBD | Pittsburgh | PA | 15225 | Allegheny | RFC | PJM | PJM Interconnection, LLC | Other | Conventional Hydroelectric | 3 | NA1; NA2; NA3 | 20.4 | 15 | 18.9 | NR | IPP Non-CHP | 69 | Q
62434 | PJM | Emsworth BC Hydroelectric Project | 61906 | Rye Development | 40.5008 | -80.1031 | TBD | Pittsburgh | PA | 15225 | Allegheny | RFC | PJM | PJM Interconnection, LLC | Other | Conventional Hydroelectric | 3 | NA1; NA2; NA3 | 18.8 | 12 | 13.3 | NR | IPP Non-CHP | 69 | Q
62437 | MISO | Dodge County Wind | 61951 | Dodge County Wind, LLC | 44.0056 | -92.9504 | TBD | Dodge Center | MN | 55927 | Dodge | MRO | MISO | Midcontinent Independent Transmission System Operator, Inc.. | Wind | Onshore Wind Turbine | 1 | WT | 230.7 | 230.7 | 230.7 | NR | IPP Non-CHP | 161 | Q
62494 | SPP | Skeleton Creek Energy Center Hybrid | 62023 | Skeleton Creek Energy Center | 36.5214 | -98.0344 | 12613 W Robertson Road | Carrier | OK | 73727 | Garfield | MRO | SWPP | Southwest Power Pool | Mixed | Batteries; Solar Photovoltaic | 2 | SCBAT; SCSOL | 502 | 502 | 502 | NR | IPP Non-CHP | 345 | Q | [7 empty] | 1008 | 252 | 252 | LIB
62622 | PJM | Overlook Medical Center | 62112 | Overlook Medical Center | 40.7117 | -74.3542 | 99 Beauvoir Avenue | Summit | NJ | 7901 | Union | RFC | PJM | PJM Interconnection, LLC | Natural Gas | Natural Gas Internal Combustion Engine | 1 | CHPS4 | 2.6 | 2.65 | 2.65 | NR | Commercial CHP | 335 | COM
62643 | WECC | AZ State University - Tempe Campus Solar | 62083 | Arizona State University FDM | 33.4243 | -111.9282 | 1551 S. Rural Road | Tempe | AZ | 85287 | Maricopa | WECC | AZPS | Arizona Public Service Company | Solar | Solar Photovoltaic | 1 | ISTB7 | 0.1 | 0.1 | 0.1 | NR | Commercial Non-CHP | 0.48 | COM
62729 | WECC | Painter Energy Storage | 62646 | Painter Energy Storage, LLC | 34.41 | -119.515 | 4990 Foothill Road | Carpinteria | CA | 93013 | Santa Barbara | WECC | CISO | California Independent System Operator | Battery | Batteries | 1 | PAIN1 | 10 | 10 | 10 | NR | IPP Non-CHP | 16 | Q | GOLETA_6_N200 | [6 empty] | 20 | 10 | 10 | LIB
62748 | PJM | Evelyn Hydroelectric Project | 62663 | Lock 13 Hydro Partners | 37.602 | -83.833 | TBD | Evelyn | KY | 41311 | Lee | SERC | PJM | PJM Interconnection, LLC | Other | Conventional Hydroelectric | 6 | 1; 2; 3; 4; 5; 6 | 2.8 | 2.8 | 2.8 | NR | IPP Non-CHP | 12.47 | Q
62749 | PJM | Heidelberg Hydroelectric Project | 62664 | Lock 14 Hydro Partners, LLC | 37.5524 | -83.77 | TBD | Heidelberg | KY | 41333 | Lee | SERC | PJM | PJM Interconnection, LLC | Other | Conventional Hydroelectric | 6 | 1; 2; 3; 4; 5; 6 | 2.8 | 2.8 | 2.8 | NR | IPP Non-CHP | 12.47 | Q
62888 | WECC | Crescent Valley Solar | 49893 | Invenergy Services LLC | 40.3351 | -116.6358 | 8535 State Route 306 | Crescent Valley | NV | 89821 | Lander | WECC | NEVP | Nevada Power Company | Solar | Solar Photovoltaic | 1 | GEN1 | 149 | 149 | 149 | NR | IPP Non-CHP | 120 | Q
62892 | WECC | EDPR CA Solar Park VI LLC (CA) Hybrid | 62760 | EDPR CA Solar Park VI LLC | 36.6254 | -120.3789 | TBD | Mendota | CA | 93640 | Fresno | WECC | CISO | California Independent System Operator | Mixed | Batteries; Solar Photovoltaic | 2 | SONR2; SONRI | 241 | 240 | 240 | NR | IPP Non-CHP | 230 | Q | [7 empty] | 40 | 40 | 60 | LIB
63028 | SPP | Tip Top Solar Energy Center LLC | 49893 | Invenergy Services LLC | 32.1331 | -103.3234 | TBD | Jal | NM | 88252 | Lea | MRO | SWPP | Southwest Power Pool | Solar | Solar Photovoltaic | 1 | GEN1 | 220 | 220 | 220 | NR | IPP Non-CHP | 115 | Q
63088 | WECC | Rooney Ranch | 65396 | Viracocha Wind LLC | 37.7374 | -121.6521 | 14740 Altamont Pass Road | Tracy | CA | 95391 | Alameda | WECC | CISO | California Independent System Operator | Wind | Onshore Wind Turbine | 1 | ROONR | 21 | 21 | 21 | NR | IPP Non-CHP | 60 | Q
63113 | WECC | Southern Bighorn Solar Hybrid | 62910 | 300MS 8me LLC | 36.3048 | -114.4728 | TBD | Moapa River Indian Re | NV | 89025 | Clark | WECC | NEVP | Nevada Power Company | Mixed | Batteries; Solar Photovoltaic | 2 | BESS; SBS | 600 | 600 | 600 | NR | IPP Non-CHP | 230 | Q | [7 empty] | 1200 | 300 | 300 | LIB
63126 | WECC | Sand Hill A | 65396 | Viracocha Wind LLC | 37.7438 | -121.6078 | 14740 Altamont Pass Road | Tracy | CA | 95391 | Alameda | WECC | CISO | California Independent System Operator | Wind | Onshore Wind Turbine | 1 | SNDHA | 13.5 | 13.5 | 13.5 | NR | IPP Non-CHP | 60 | Q
63488 | WECC | Obsidian Solar Center | 63217 | Obsidian Solar Center LLC | 43.3122 | -120.8218 | 59880 Oil Dri Road | Fort Rock | OR | 97641 | Lake | WECC | BPAT | Bonneville Power Administration | Solar | Solar Photovoltaic | 1 | OBSLR | 400 | 400 | 400 | NR | IPP Non-CHP | 500 | Q
63507 | WECC | Bakeoven Solar | 15399 | Avangrid Power LLC | 45.1318 | -120.8807 | 90664 Bakeoven Market Rd | Maupin | OR | 97037 | Wasco | WECC | AVRN | Avangrid Renewables LLC | Solar | Solar Photovoltaic | 1 | BOS1 | 60 | 60 | 60 | NR | IPP Non-CHP | 230 | Q
63508 | WECC | Camino Solar Hybrid | 15399 | Avangrid Power LLC | 34.9303 | -118.4432 | 17890 Champagne Ave | Rosamond | CA | 93560 | Kern | WECC | CISO | California Independent System Operator | Solar | Solar Photovoltaic | 1 | CSPV1 | 44 | 44 | 44 | NR | IPP Non-CHP | 220 | Q
63622 | WECC | OES Biogas Power | 63331 | Organic Energy Solutions, Inc. | 34.1733 | -117.3464 | 2586 Shenandoah Way | San Bernardino | CA | 92407 | San Bernardino | WECC | CISO | California Independent System Operator | Other | Other Waste Biomass | 2 | OES01; OES02 | 2.6 | 2.6 | 2.6 | NR | IPP CHP | 12 | Q | DVLCYN3G_7_B1
63628 | SPP | Tinker | 14063 | Oklahoma Gas & Electric Co | 35.4147 | -97.3734 | 3001 S Douglas Blvd | Oklahoma City | OK | 73145 | Oklahoma | MRO | SWPP | Southwest Power Pool | Natural Gas | Natural Gas Fired Combustion Turbine | 2 | 1; 2 | 96.2 | 96 | 96 | RE | Electric Utility | 69 | I
63652 | WECC | Sand Hill B | 65396 | Viracocha Wind LLC | 37.755 | -121.5968 | 14740 Altamont Pass Road | Tracy | CA | 95391 | Alameda | WECC | CISO | California Independent System Operator | Wind | Onshore Wind Turbine | 1 | SNDHB | 17 | 17 | 17 | NR | IPP Non-CHP | 230 | Q
63653 | WECC | Sand Hill C | 65396 | Viracocha Wind LLC | 37.7697 | -121.5961 | 14740 Altamont Pass Road | Tracy | CA | 95391 | Alameda | WECC | CISO | California Independent System Operator | Wind | Onshore Wind Turbine | 1 | SNDHC | 80 | 80 | 80 | NR | IPP Non-CHP | 230 | Q
63782 | WECC | Rough Hat | 63465 | Candela Renewables, LLC | 36.0991 | -115.8337 | TBD | Pahrump | NV | 89110 | Clark | WECC | CISO | California Independent System Operator | Solar | Solar Photovoltaic | 1 | RH1 | 400 | 400 | 400 | NR | IPP Non-CHP | 230 | Q
63784 | PJM | Palomino Solar | 63463 | Palomino Solar, LLC | 39.2158 | -83.7771 | TBD | Dodsonville | OH | 45142 | Highland | RFC | PJM | PJM Interconnection, LLC | Solar | Solar Photovoltaic | 1 | PLMNO | 200 | 200 | 200 | NR | IPP Non-CHP | 69 | Q
63798 | WECC | Atlas | 61222 | 174 Power Global Corp. | 33.9434 | -113.7917 | TBD | Greenfield | AZ | 85325 | La Paz | WECC | AZPS | Arizona Public Service Company | Mixed | Solar Photovoltaic; Batteries | 2 | ATL01; ATLB1 | 600 | 600 | 600 | NR | IPP Non-CHP |  | Q
63818 | PJM | Panther Grove Wind, LLC | 63501 | Panther Grove Wind, LLC | 40.7129 | -89.1706 | TBD | Peoria | IL | 61742 | Woodford | RFC | PJM | PJM Interconnection, LLC | Wind | Onshore Wind Turbine | 1 | 78787 | 400 | 400 | 400 | NR | IPP Non-CHP | 345 | Q
63841 | WECC | Arida Solar (Hybrid) | 63520 | 326FW 8me LLC | 35.092 | -114.6888 | TBD | Laughlin | NV | 89029 | Clark | WECC | CISO | California Independent System Operator | Mixed | Solar Photovoltaic; Batteries | 2 | ARIDA; BESS | 740 | 740 | 740 | NR | IPP Non-CHP | 500 | Q | [7 empty] | 1480 | 370 | 370 | LIB
63846 | PJM | Raceway Solar | 63524 | Freepoint Commodities LLC | 38.91 | -75.5882 | 3061 Farmington Road | Harrington | DE | 19952 | Kent | RFC | PJM | PJM Interconnection, LLC | Solar | Solar Photovoltaic | 1 | RACE | 50 | 50 | 50 | NR | IPP Non-CHP | 69 | Q
63850 | WECC | Cherry | 63527 | Westlands Cherry, LLC | 36.1225 | -119.9232 | TBD | Lemoore | CA | 93266 | Kings | WECC | CISO | California Independent System Operator | Mixed | Batteries; Solar Photovoltaic | 3 | BESS1; BESS2; CHERY | 399.7 | 399.7 | 399.7 | NR | IPP Non-CHP | 230 | Q | [7 empty] | 600 | 150 | 150 | LIB
63851 | WECC | Grape | 63528 | Westlands Grape, LLC | 36.1457 | -119.9051 | TBD | Lemoore | CA | 93266 | Kings | WECC | CISO | California Independent System Operator | Solar | Solar Photovoltaic | 1 | GRAPE | 246.4 | 246.4 | 246.4 | NR | IPP Non-CHP | 230 | Q
63878 | WECC | Haymaker Hybrid | 63553 | Haymaker Energy Project LLC | 46.3574 | -110.3958 | 177 Haymaker Ranch Rd | Twodot | MT | 59085 | Wheatland | WECC | NWMT | NorthWestern Energy (NWMT) | Wind | Onshore Wind Turbine | 1 | HAY | 630 | 630 | 630 | NR | IPP Non-CHP | 500 | Q
63907 | MISO | Panther Creek Wind Project | 60025 | Greenbacker Renewable Energy Corporation | 39.6206 | -90.8761 | TBD | Pittsfield | IL | 62363 | Pike | SERC | MISO | Midcontinent Independent Transmission System Operator, Inc.. | Wind | Onshore Wind Turbine | 1 | WTGE | 54.4 | 54.4 | 54.4 | NR | IPP Non-CHP | 69 | Q
63911 | MISO | MEC North | 63576 | MEC North | 42.2336 | -84.9623 | 11040 17 Mile Road | Marshall | MI | 49069 | Calhoun | RFC | MISO | Midcontinent Independent Transmission System Operator, Inc.. | Natural Gas | Natural Gas Fired Combined Cycle | 1 | MECN | 500 | 500 | 500 | NR | IPP Non-CHP | 345 | Q
63912 | MISO | MEC South | 63577 | MEC South | 42.2371 | -84.9592 | 11038 17 Mile Road | Marshall | MI | 49069 | Calhoun | RFC | MISO | Midcontinent Independent Transmission System Operator, Inc.. | Natural Gas | Natural Gas Fired Combined Cycle | 1 | MECS | 500 | 500 | 500 | NR | IPP Non-CHP | 345 | Q
63972 | WECC | Two Rivers Wind Facility | 63626 | Two Rivers Wind LLC | 41.9751 | -106.1805 | TBD | Medicine Bow | WY | 82329 | Carbon | WECC | PACE | PacifiCorp - East | Wind | Onshore Wind Turbine | 1 | TR1 | 6.1 | 6.1 | 6.1 | NR | IPP Non-CHP | 230 | Q | WYOEAST
64036 | PJM | Caden Energix New Kent, LLC | 63677 | Caden Energix New Kent, LLC | 37.49 | -77.0616 | TBD | Providence Forge | VA | 23140 | New Kent | SERC | PJM | PJM Interconnection, LLC | Solar | Solar Photovoltaic | 1 | ENX08 | 20 | 20 | 20 | NR | IPP Non-CHP | 34.5 | Q | 34964545
64073 | PJM | Great Bear Solar, LLC | 15399 | Avangrid Power LLC | 40.9397 | -84.5828 | 13524 Fife Road | Van Wert | OH | 45891 | Van Wert | SERC | PJM | PJM Interconnection, LLC | Solar | Solar Photovoltaic | 1 | GBS | 46 | 46 | 46 | NR | IPP Non-CHP | 345 | Q
64098 | WECC | Tesla Reno GigaFactory | 57313 | Tesla Inc. | 39.5395 | -119.4392 | 1 Electric Ave | Sparks | NV | 89434 | Storey | WECC | NEVP | Nevada Power Company | Solar | Solar Photovoltaic | 1 | 3 | 1 | 1 | 1 | NR | Industrial Non-CHP | 36.6 | Q
64171 | PJM | Tygart Hydropower | 63786 | Tygart LLC | 39.2794 | -80.0089 | TBD | Grafton | WV | 26354 | Taylor | RFC | PJM | PJM Interconnection, LLC | Other | Conventional Hydroelectric | 3 | 1; 2; 3 | 30 | 9 | 30 | NR | IPP Non-CHP | 138 | Q
64208 | WECC | Red Antelope Solar & Energy Storage Farm | 63807 | 302PN 8me LLC | 36.7 | -111.28 | TBD | Page | AZ | 86040 | Coconino | WECC | AZPS | Arizona Public Service Company | Mixed | Solar Photovoltaic; Batteries | 2 | 30PNA; 30PNB | 700 | 700 | 700 | NR | IPP Non-CHP | 500 | Q | [7 empty] | 1200 | 300 | 300 | LIB
64209 | WECC | Bellefield 2 Solar & Energy Storage Farm | 63806 | 26SB 8me LLC | 35.0178 | -118.0687 | TBD | Mojave | CA | 93501 | Kern | WECC | CISO | California Independent System Operator | Mixed | Solar Photovoltaic; Batteries | 2 | 26SBA; 26SBB | 1000 | 1000 | 1000 | NR | IPP Non-CHP | 220 | Q | [7 empty] | 2000 | 500 | 500 | LIB
64210 | WECC | Bellefield Solar and Energy Storage Farm | 63805 | 50LW 8me LLC | 35.063 | -118.0878 | TBD | Mojave | CA | 93501 | Kern | WECC | CISO | California Independent System Operator | Mixed | Solar Photovoltaic; Batteries | 2 | 50LWA; 50LWB | 1000 | 1000 | 1000 | NR | IPP Non-CHP | 220 | Q | [7 empty] | 2000 | 500 | 500 | LIB
64215 | WECC | Aratina Solar Center 2 | 63825 | 45MG 8me LLC | 35.063 | -118.0878 | TBD | Mojave | CA | 93501 | Kern | WECC | CISO | California Independent System Operator | Mixed | Solar Photovoltaic; Batteries | 2 | 45MGA; 45MGB | 400 | 400 | 400 | NR | IPP Non-CHP | 220 | Q | [7 empty] | 800 | 200 | 200 | LIB
64216 | WECC | Rockmont Solar and Storage Project | 63826 | 201LC 8me LLC | 36.7766 | -108.3751 | TBD | Kirtland | NM | 87417 | San Juan | WECC | PNM | Public Service Company of New Mexico | Mixed | Solar Photovoltaic; Batteries | 2 | 201LC; 309SJ | 130 | 130 | 130 | NR | IPP Non-CHP | 345 | Q | [7 empty] | 120 | 30 | 30 | LIB
64342 | MISO | Badger Wind, LLC | 63965 | Badger Wind , LLC | 46.2169 | -99.5983 | TBD | Northwest McIntosh | ND | 58460 | McIntosh | MRO | MISO | Midcontinent Independent Transmission System Operator, Inc.. | Wind | Onshore Wind Turbine | 1 | 5555 | 250 | 250 | 250 | NR | IPP Non-CHP | 345 | Q
64344 | SPP | Emerick Wind | 63966 | Emerick Wind, LLC | 41.891 | -97.7176 | TBD | Emerick | NE | 68752 | Madison | MRO | SWPP | Southwest Power Pool | Wind | Onshore Wind Turbine | 1 | 9999 | 322 | 322 | 322 | NR | IPP Non-CHP | 345 | Q
64427 | WECC | Copperton Solar Plant No. 1 | 49805 | Kennecott Utah Copper | 40.5766 | -112.0846 | TBD | Bingham Canyon | UT | 84006 | Salt Lake | WECC | PACE | PacifiCorp - East | Solar | Solar Photovoltaic | 1 | CSP2 | 25 | 24.72 | 16.9 | NR | Industrial Non-CHP | 138 | IND
64428 | WECC | JVR Energy Park LLC | 64077 | JVR Energy Park LLC | 32.6259 | -116.1749 | JVR Energy Park LLC | Jacumba Hot Springs | CA | 91934 | San Diego | WECC | CISO | California Independent System Operator | Mixed | Solar Photovoltaic; Batteries | 2 | JVR1A; JVR1B | 160 | 160 | 160 | NR | IPP Non-CHP | 138 | Q | [7 empty] | 70 | 63 | 22 | FLB
64430 | PJM | American Beech Solar LLC | 61944 | MN8 Energy LLC | 36.1448 | -77.5095 | TBD | Scotland Neck | NC | 27874 | Halifax | SERC | PJM | PJM Interconnection, LLC | Solar | Solar Photovoltaic | 1 | KOV4A | 110 | 110 | 110 | NR | IPP Non-CHP | 115 | Q
64448 | PJM | Wythe County Solar | 56769 | Consolidated Edison Development Inc. | 36.876 | -80.837 | TBD | Wythe County | VA | 24374 | Wythe | SERC | PJM | PJM Interconnection, LLC | Solar | Solar Photovoltaic | 1 | GEN1 | 75 | 75 | 75 | NR | IPP Non-CHP | 138 | Q
64452 | MISO | Calhoun County Solar Project | 64904 | AES Clean Energy | 42.254 | -84.813 | TBD | Sheridan Township | MI | 49224 | Calhoun | RFC | MISO | Midcontinent Independent Transmission System Operator, Inc.. | Solar | Solar Photovoltaic | 1 | GEN1 | 125 | 125 | 125 | NR | IPP Non-CHP | 138 | Q
64531 | WECC | Noosa Energy Storage LLC | 56201 | Engie North America | 37.7563 | -121.1481 | TBD | Ripon | CA | 95366 | San Joaquin | WECC | CISO | California Independent System Operator | Battery | Batteries | 1 | KOV4A | 99 | 99 | 99 | NR | IPP Non-CHP | 115 | Q | [7 empty] | 500 | 99 | 99 | LIB
64534 | MISO | Darien Solar | 20847 | Wisconsin Electric Power Co | 42.62 | -88.74 | N9550 Creek Road | Darien | WI | 53114 | Rock | MRO | MISO | Midcontinent Independent Transmission System Operator, Inc.. | Solar | Solar Photovoltaic | 1 | 1 | 250 | 250 | 250 | RE | Electric Utility | 138 | I
64536 | MISO | Prairie Solar LLC | 61944 | MN8 Energy LLC | 40.0104 | -88.0579 | TBD | Sidney | IL | 61877 | Champaign | MRO | MISO | Midcontinent Independent Transmission System Operator, Inc.. | Solar | Solar Photovoltaic | 1 | KOV4A | 150 | 150 | 150 | NR | IPP Non-CHP |  | Q
64543 | PJM | Cedar Creek Solar | 64174 | FPS Cedar Creek Solar LLC | 39.3726 | -75.5645 | 674 Fleming Landing Road (DE R | Smyrna | DE | 19777 | New Castle | RFC | PJM | PJM Interconnection, LLC | Solar | Solar Photovoltaic | 1 | 1 | 114 | 114 | 114 | NR | IPP Non-CHP | 138 | Q
64547 | SPP | Turtle Creek | 14127 | Omaha Public Power District | 41.0922 | -96.1683 | 14601 South 168th Street | Springfield | NE | 68059 | Sarpy | MRO | SWPP | Southwest Power Pool | Natural Gas | Natural Gas Fired Combustion Turbine | 3 | 1; 2; 3 | 792 | 663.12 | 663.12 | RE | Electric Utility | 161 | P
64548 | SPP | Standing Bear Lake | 14127 | Omaha Public Power District | 41.3158 | -96.0939 | 11401 Military RD | Omaha | NE | 68164 | Douglas | MRO | SWPP | Southwest Power Pool | Natural Gas | Natural Gas Internal Combustion Engine | 9 | 1; 2; 3; 4; 5; 6; 7; 8; 9 | 162.9 | 151.2 | 151.2 | RE | Electric Utility | 161 | P
64550 | PJM | Coastal Virginia Offshore Wind (CVOW) Co | 5248 | Dominion Energy Inc. | 36.908 | -75.3491 |  | Virginia Beach | VA |  |  | SERC | PJM | PJM Interconnection, LLC | Wind | Offshore Wind Turbine | 1 | CVOWC | 2640 | 2640 | 713 | RE | Electric Utility | 235 | I
64632 | WECC | Sienna Solar Farm | 64246 | 99MT 8me, LLC | 34.4937 | -116.915 | TBD | Lucerne Valley | CA | 92356 | San Bernardino | WECC | CISO | California Independent System Operator | Mixed | Solar Photovoltaic; Batteries | 2 | 99MT8; 99MTB | 400 | 400 | 400 | NR | IPP Non-CHP | 220 | Q | [7 empty] | 800 | 200 | 200 | LIB
64633 | WECC | Rexford Solar Farm | 64904 | AES Clean Energy | 35.8405 | -119.0827 | TBD | Ducor | CA | 93218 | Tulare | WECC | CISO | California Independent System Operator | Mixed | Solar Photovoltaic; Batteries | 2 | 20SD8; 20SDB | 540 | 540 | 540 | NR | IPP Non-CHP | 220 | Q | [7 empty] | 960 | 240 | 240 | LIB
64634 | WECC | Kingsley Solar Farm | 64245 | 90FI 8me, LLC | 32.742 | -115.7354 | TBD | El Centro | CA | 92243 | Imperial | WECC | CISO | California Independent System Operator | Mixed | Solar Photovoltaic; Batteries | 2 | 90FI8; 90FIB | 299 | 299 | 299 | NR | IPP Non-CHP | 230 | Q | [7 empty] | 296 | 74 | 74 | LIB
64636 | WECC | Big Rock Solar Farm | 64244 | Big Rock ESS Assets, LLC | 32.7334 | -115.7137 | TBD | El Centro | CA | 92243 | Imperial | WECC | CISO | California Independent System Operator | Battery | Batteries | 1 | 92JTB | 200 | 200 | 200 | NR | IPP Non-CHP | 230 | Q | [7 empty] | 200 | 200 | 200 | LIB
64658 | PJM | AEUG Fleming Solar, LLC | 57416 | Acciona Energy USA Global, LLC | 38.4299 | -83.7716 | TBD | Fleming | KY | 41039 | Fleming | SERC | PJM | PJM Interconnection, LLC | Solar | Solar Photovoltaic | 1 | AFS | 188.5 | 188.5 | 188.5 | NR | IPP Non-CHP | 138 | Q
64659 | PJM | AEUG Madison Solar, LLC | 57416 | Acciona Energy USA Global, LLC | 37.822 | -84.3005 | 390 Three Forks Road | Richmond | KY | 40475 | Madison | SERC | PJM | PJM Interconnection, LLC | Solar | Solar Photovoltaic | 1 | AMS | 100 | 100 | 100 | NR | IPP Non-CHP | 138 | Q
64669 | WECC | Notch Peak Solar LLC | 64265 | Notch Peak Solar LLC | 39.5201 | -112.6602 | TBD | Lynndyl | UT | 84640 | Millard | WECC | LDWP | Los Angeles Department of Water and Power | Solar | Solar Photovoltaic | 1 | KOV4A | 324 | 324 | 324 | NR | IPP Non-CHP |  | Q
64744 | WECC | Turkey Creek Solar Project | 61222 | 174 Power Global Corp. | 38.3821 | -104.9141 | TBD | Ault | CO | 81006 | Pueblo | WECC | WACM | Western Area Power Administration - Rocky Mountain Region | Solar | Solar Photovoltaic | 1 | TC001 | 200 | 200 | 200 | NR | IPP Non-CHP | 115 | Q
64745 | WECC | Black Hollow Sun | 64967 | Contour Global | 40.6167 | -104.8489 | TBD | Auit | CO | 80550 | Weld | WECC | PSCO | Public Service Company of Colorado | Solar | Solar Photovoltaic | 2 | BHS01; BHS02 | 257 | 257 | 257 | NR | IPP Non-CHP | 230 | I
64767 | PJM | Pigeon Run Solar Project | 66490 | Pigeon Run Solar, LLC | 37.1585 | -79.0556 | TBD | Gladys | VA | 24554 | Campbell | RFC | PJM | PJM Interconnection, LLC | Solar | Solar Photovoltaic | 1 | TC001 | 60 | 60 | 60 | NR | IPP Non-CHP | 69 | Q
64768 | PJM | Zenith Solar | 66491 | Zenith Solar, LLC | 36.8178 | -79.2333 | TBD | Chatham | VA | 24531 | Pittsylvania | RFC | PJM | PJM Interconnection, LLC | Solar | Solar Photovoltaic | 1 | TC001 | 60 | 60 | 60 | NR | IPP Non-CHP | 69 | Q
64835 | SPP | Silver Queen Wind Farm | 64347 | Silver Queen Wind Farm, LLC | 42.0024 | -95.1316 | TBD | Westside | IA | 51467 | Crawford | MRO | SWPP | Southwest Power Pool | Wind | Onshore Wind Turbine | 1 |  | 252 | 252 | 252 | NR | IPP Non-CHP | 230 | Q | WAUEK307DENILDDENISON_MEC
64847 | WECC | Rail Tie Wind | 65265 | Repsol Renewables NA | 41.0558 | -105.4942 | TBD | Tie Siding | WY | 82084 | Albany | WECC | WACM | Western Area Power Administration - Rocky Mountain Region | Wind | Onshore Wind Turbine | 1 | CRTW1 | 504 | 504 | 504 | NR | IPP Non-CHP | 345 | Q
64848 | PJM | Bedington Energy Facility, LLC | 64356 | Bedington Energy Facility, LLC | 39.5318 | -77.8871 | 447 Dupont Road | Martinsburg | WV | 25404 | Berkeley | RFC | PJM | PJM Interconnection, LLC | Solar | Solar Photovoltaic | 1 | BEF1 | 50 | 50 | 50 | NR | IPP Non-CHP | 138 | Q
64849 | WECC | Wildcat Solar Power Plant LLC | 64355 | Solariant Capital, LLC | 35.5805 | -108.9023 | TBD | Gallup | NM | 87305 | McKinley | WECC | PNM | Public Service Company of New Mexico | Mixed | Batteries; Solar Photovoltaic | 2 | ATMWS; WILDC | 140 | 140 | 140 | NR | IPP Non-CHP | 115 | COM | [7 empty] | 200 | 50 | 50 | LIB
64857 | WECC | Coyote Gulch Solar | 64369 | Canyonland Solar LLC | 37.431 | -108.724 | TBD | Lewis | CO | 81327 | Montezuma | WECC | WACM | Western Area Power Administration - Rocky Mountain Region | Solar | Solar Photovoltaic | 1 | C0513 | 140 | 140 | 140 | NR | IPP Non-CHP | 115 | Q
64858 | WECC | Dolores Canyon Solar | 30151 | Tri-State G & T Assn, Inc | 37.705 | -108.755 | TBD | Cahone | CO | 81320 | Montezuma | WECC | WACM | Western Area Power Administration - Rocky Mountain Region | Solar | Solar Photovoltaic | 1 | C0497 | 110 | 110 | 110 | NR | IPP Non-CHP | 115 | C
64864 | WECC | Chaparral Springs | 50123 | Leeward Asset Management, LLC | 34.8708 | -118.3195 | 11137 Rosamond Blvd | Rosamond | CA | 93560 | Kern | WECC | CISO | California Independent System Operator | Mixed | Batteries; Solar Photovoltaic | 4 | CHAPB; CHAPS; GEN01; WS3BA | 262 | 262 | 262 | NR | IPP Non-CHP | 230 | Q | [7 empty] | 352 | 88 | 88 | LIB
64865 | MISO | Novel Blilie Solar LLC | 64377 | Novel Blilie Solar, LLC | 46.6301 | -96.7581 | 1119 100th Ave | Moorhead | MN | 56560 | Wilkin | MRO | MISO | Midcontinent Independent Transmission System Operator, Inc.. | Solar | Solar Photovoltaic | 1 | BLILE | 1 | 1 | 1 | NR | IPP Non-CHP | 480 | Q
64904 | MISO | Elliot Solar LLC | 66560 | Elliot Solar LLC | 38.3163 | -87.4279 | TBD | Francisco | IN | 46749 | Gibson | RFC | MISO | Midcontinent Independent Transmission System Operator, Inc.. | Solar | Solar Photovoltaic | 1 | 1 | 200 | 200 | 200 | NR | IPP Non-CHP | 138 | Q
64974 | WECC | Daybreak Solar | 15399 | Avangrid Power LLC | 45.1318 | -120.8807 | Bakeoven Market Rd | Maupin | OR | 97037 | Wasco | WECC | AVRN | Avangrid Renewables LLC | Solar | Solar Photovoltaic | 1 | DBS1 | 151.7 | 151.7 | 151.7 | NR | IPP Non-CHP | 230 | Q
65006 | MISO | Novel Bo Hu 1 Solar LLC | 64433 | Novel Bo Hu 1 Solar LLC | 44.4155 | -93.1544 | 7615 Dennison Blvd | Northfield | MN | 55057 | Rice | MRO | MISO | Midcontinent Independent Transmission System Operator, Inc.. | Solar | Solar Photovoltaic | 1 | BOHU1 | 1 | 1 | 1 | NR | IPP Non-CHP | 480 | Q
65007 | MISO | Grant County | 20856 | Wisconsin Power & Light Co | 42.719 | -90.701 | 6006 Stage Rd | Town of Potosi | WI | 53820 | Grant | MRO | MISO | Midcontinent Independent Transmission System Operator, Inc.. | Battery | Batteries | 1 | BESS1 | 100 | 100 | 100 | RE | Electric Utility | 138 | I | ALTE.WOOD.ESR | [6 empty] | 400 | 100 | 100 | ECC
65011 | MISO | Wood County | 20856 | Wisconsin Power & Light Co | 44.2736 | -89.8335 | 13735 Rangeline Road | Nekoosa | WI | 54457 | Wood | MRO | MISO | Midcontinent Independent Transmission System Operator, Inc.. | Battery | Batteries | 1 | BESS1 | 75 | 75 | 75 | RE | Electric Utility | 138 | I | ALTE.GRANT.ESR | [6 empty] | 300 | 75 | 75 | ECC
65019 | WECC | Beaver Creek Wind Facility | 15500 | Puget Sound Energy Inc | 45.956 | -109.497 | TBD | Big Timber | MT | 59033 | Stillwater | WECC | NWMT | NorthWestern Energy (NWMT) | Wind | Onshore Wind Turbine | 4 | BCW1; BCW2; BCW3; BCW4 | 248 | 67.2 | 96.8 | RE | Electric Utility | 230 | I
65024 | MISO | Novel Brock Solar LLC | 66031 | Novel Brock Solar HQ LLC | 44.7912 | -95.7665 | 2704 440 St | Clarkfield | MN | 56223 | Yellow Medicine | MRO | MISO | Midcontinent Independent Transmission System Operator, Inc.. | Solar | Solar Photovoltaic | 1 | BROCK | 1 | 1 | 1 | NR | IPP Non-CHP | 480 | Q
65025 | MISO | Novel Swenson Solar LLC CSG | 66032 | Novel Swenson Solar HQ LLC | 45.492 | -92.8658 | 37561 Kost Trl | North Branch | MN | 55056 | Chisago | MRO | MISO | Midcontinent Independent Transmission System Operator, Inc.. | Solar | Solar Photovoltaic | 1 | SWNSN | 1 | 1 | 1 | NR | IPP Non-CHP | 480 | Q
65043 | PJM | Dulles Solar and Storage | 5248 | Dominion Energy Inc. | 38.95 | -77.5 | 3601 Stonecroft Blvd | Chantilly | VA | 20151 | Loudoun | SERC | PJM | PJM Interconnection, LLC | Mixed | Solar Photovoltaic; Batteries | 2 | DUSO; DUST | 100 | 100 | 100 | RE | Electric Utility | 235 | I | [7 empty] | 200 | 50 | 50 | LIB
65049 | MISO | Pike Creek Wind | 65265 | Repsol Renewables NA | 40.059 | -89.537 | TBD | Elkhart | IL | 62634 | Logan | SERC | MISO | Midcontinent Independent Transmission System Operator, Inc.. | Wind | Onshore Wind Turbine | 1 | CPCW1 | 202.5 | 202.5 | 202.5 | NR | IPP Non-CHP | 138 | Q
65050 | PJM | Mark Center Solar Project | 63467 | Naturgy Candela DevCo LLC | 41.288 | -84.6113 | Fountain Street and Williams C | Bryan | OH | 43506 | Defiance | RFC | PJM | PJM Interconnection, LLC | Solar | Solar Photovoltaic | 1 | MRC1 | 90 | 90 | 90 | NR | IPP Non-CHP | 69 | Q | MARKCENT 69 KV COOP
65072 | WECC | Fremont CA AutoFactory | 57313 | Tesla Inc. | 37.4925 | -121.9446 | 45500 Fremont Blvd | Fremont | CA | 94538 | Alameda | WECC | CISO | California Independent System Operator | Solar | Solar Photovoltaic | 4 | GA3; GVSRS; STAMP; VSRS | 3.8 | 3.8 | 3.8 | NR | Industrial Non-CHP | 12 | Q
65130 | PJM | City of Bowie | 57313 | Tesla Inc. | 38.9046 | -76.6888 | 18509 Central Av | Mitchellville | MD | 20716 | Prince Georges | RFC | PJM | PJM Interconnection, LLC | Solar | Solar Photovoltaic | 1 | PV2 | 1 | 1 | 1 | NR | IPP Non-CHP | 36 | Q
65141 | WECC | Boulder Solar III LLC | 61222 | 174 Power Global Corp. | 35.8388 | -114.9642 | 17437 Hwy US 95 South | Boulder City | NV | 89005 | Clark | WECC | NEVP | Nevada Power Company | Mixed | Solar Photovoltaic; Batteries | 2 | BS301; BS3ES | 255.8 | 255.8 | 255.8 | NR | IPP Non-CHP | 230 | Q | [7 empty] | 511.4 | 127.9 | 127.9 | LIB
65145 | PJM | Deer Wood Storage, LLC | 64519 | Deer Wood Storage, LLC | 37.7622 | -78.4791 |  | Scottsville | VA | 24590 | Buckingham | SERC | PJM | PJM Interconnection, LLC | Battery | Batteries | 1 | ENX12 | 30 | 30 | 30 | NR | IPP Non-CHP | 138 | Q | 32412533 | [6 empty] | 120 | 30 | 30 | LIB
65286 | PJM | Caden Energix Piney River LLC | 64578 | Caden Energix Piney River LLC | 37.6968 | -79.0231 | 2328-2372 Patrick Henry Hwy | Arrington | VA | 22922 | Amherst | SERC | PJM | PJM Interconnection, LLC | Solar | Solar Photovoltaic | 1 | ENX18 | 50 | 50 | 50 | NR | IPP Non-CHP | 138 | Q
65293 | MISO | Covington (MS) | 58764 | Origis Energy USA, Inc | 31.4395 | -89.4846 | TBD | Covington | MS | 39482 | Covington | SERC | MISO | Midcontinent Independent Transmission System Operator, Inc.. | Solar | Solar Photovoltaic | 1 | OEMS4 | 96 | 96 | 96 | NR | IPP Non-CHP | 161 | Q
65301 | PJM | Steward Creek Solar Phase 1 | 64606 | Steward Creek Solar, LLC | 41.8143 | -88.9899 | TBD | Steward | IL | 60553 | Lee | RFC | PJM | PJM Interconnection, LLC | Solar | Solar Photovoltaic | 1 | SC1 | 1200 | 1200 | 1200 | NR | IPP Non-CHP | 345 | Q
65312 | PJM | Shenvalee Solar | 64615 | Antares Group Inc | 38.0249 | -79.0335 | 265 Draft Ave | Stuarts Draft | VA | 24477 | Augusta | SERC | PJM | PJM Interconnection, LLC | Solar | Solar Photovoltaic | 1 | SV | 3 | 3 | 3 | NR | IPP Non-CHP | 23 | Q
65313 | PJM | Elm Spring Solar 1 | 64615 | Antares Group Inc | 38.0945 | -78.9595 | 2015 Jefferson Hwy | Fishersville | VA | 22939 | Augusta | SERC | PJM | PJM Interconnection, LLC | Solar | Solar Photovoltaic | 1 | ES | 3 | 3 | 3 | NR | IPP Non-CHP | 23 | Q
65318 | PJM | Quillwort Solar | 58468 | Dominion Renewable Energy | 37.567 | -77.9271 | 2660 Brauer Road | Powhatan | VA | 23139 | Powhatan | SERC | PJM | PJM Interconnection, LLC | Solar | Solar Photovoltaic | 1 | POWI | 18 | 18 | 18 | RE | Electric Utility | 34.5 | I
65320 | PJM | Sebera Solar | 58468 | Dominion Renewable Energy | 37.25 | -77.25 | 9115 Sebera Road | Prince George | VA | 23875 | Prince George | SERC | PJM | PJM Interconnection, LLC | Solar | Solar Photovoltaic | 1 | SEBE | 20 | 20 | 20 | RE | Electric Utility | 34.5 | I
65325 | WECC | High Top Solar | 61060 | Cypress Creek Renewables | 46.523 | -119.9586 | Highway 24 | Moxee | WA | 98936 | Yakima | WECC | PACW | PacifiCorp - West | Solar | Solar Photovoltaic | 1 | 98936 | 80 | 80 | 80 | NR | IPP Non-CHP | 230 | Q
65326 | WECC | Sunset Solar | 15399 | Avangrid Power LLC | 45.1651 | -120.8804 | TBD | Wasco | OR | 97065 | Wasco | WECC | BPAT | Bonneville Power Administration | Solar | Solar Photovoltaic | 1 | SS1 | 103 | 103 | 103 | NR | IPP Non-CHP | 230 | Q
65338 | PJM | Union Ridge Solar | 56215 | Big Sky Wind, LLC | 39.9841 | -82.6413 | TBD | Harrison Township | OH | 43062 | Montgomery | RFC | PJM | PJM Interconnection, LLC | Solar | Solar Photovoltaic | 1 | UNIS1 | 108 | 108 | 108 | NR | IPP Non-CHP | 138 | Q
65343 | PJM | Ross County Solar, LLC | 64673 | Ross County Solar, LLC | 39.3259 | -83.3528 | TBD | Greenfield | OH | 45123 | Ross | RFC | PJM | PJM Interconnection, LLC | Solar | Solar Photovoltaic | 1 | ROSS | 120 | 120 | 120 | NR | IPP Non-CHP | 69 | Q
65345 | MISO | Vacherie Solar Energy Center, LLC | 64657 | Vacherie Solar Energy Center, LLC | 29.978 | -90.7277 | 4809 Jefferson Highway | Jefferson | LA | 70121 | St James | SERC | MISO | Midcontinent Independent Transmission System Operator, Inc.. | Solar | Solar Photovoltaic | 1 | VSEC | 150 | 150 | 150 | NR | IPP Non-CHP | 230 | Q
65349 | MISO | Mulligan Solar, LLC | 64684 | Mulligan Solar | 40.0939 | -89.4204 | 900 East Broadwell | Broadwell | IL | 62656 | Logan | SERC | MISO | Midcontinent Independent Transmission System Operator, Inc.. | Battery | Batteries | 1 | MLGA2 | 40 | 40 | 40 | NR | IPP Non-CHP | 138 | Q | [7 empty] | 160 | 40 | 40 | LIB
65395 | WECC | Hummingbird Energy Storage LLC | 64738 | Hummingbird Energy Storage, LLC | 37.2392 | -121.7793 | 6321 San Ignacio Ave | San Jose | CA | 95119 | Santa Clara | WECC | CISO | California Independent System Operator | Battery | Batteries | 1 | HUMB1 | 75 | 75 | 75 | NR | IPP Non-CHP |  | Q | [7 empty] | 75 | 75 | 75 | LIB
65396 | WECC | Black Walnut Energy Storage LLC | 64739 | Black Walnut Energy Storage LLC | 34.3576 | -119.0573 | 212 N 12th St | Santa Paula | CA | 93060 | Ventura | WECC | CISO | California Independent System Operator | Battery | Batteries | 1 | BW1 | 15 | 15 | 15 | NR | IPP Non-CHP | 66 | Q | [7 empty] | 15 | 15 | 15 | LIB
65398 | WECC | Homestead Energy Storage LLC | 64741 | Homestead Energy Storage, LLC | 34.4891 | -118.6167 | 31333 Castaic Road | Castaic | CA | 91384 | Los Angeles | WECC | CISO | California Independent System Operator | Battery | Batteries | 1 | HMSD1 | 14 | 14 | 14 | NR | IPP Non-CHP | 16 | Q | [7 empty] | 15 | 15 | 15 | LIB
65401 | MISO | Newton Solar BESS LLC | 5504 | Vistra Corp | 38.9361 | -88.2781 | TBD | Newton | IL | 62448 | Jasper | SERC | MISO | Midcontinent Independent Transmission System Operator, Inc.. | Mixed | Batteries; Solar Photovoltaic | 2 | BA; PV | 54 | 54 | 54 | NR | IPP Non-CHP | 138 | Q | [7 empty] | 8 | 2 | 2 | LIB
65407 | WECC | Beartooth Energy Storage LLC | 64736 | Beartooth Energy Storage, LLC | 45.7843 | -108.7178 | 7901 Grand Avenue | Billings | MT | 59106 | Yellowstone | WECC | NWMT | NorthWestern Energy (NWMT) | Battery | Batteries | 1 | BEAR1 | 50 | 50 | 50 | NR | IPP Non-CHP | 100 | Q | [7 empty] | 50 | 25 | 25 | LIB
65425 | PJM | Kingwood Solar | 64545 | Vesper Energy Development LLC | 39.782 | -83.83 | TBD | Cedarville | OH | 45314 | Greene | RFC | PJM | PJM Interconnection, LLC | Solar | Solar Photovoltaic | 1 | KWOOD | 175 | 175 | 175 | NR | IPP Non-CHP | 138 | Q
65446 | PJM | Owens Creek Solar | 50123 | Leeward Asset Management, LLC | 42.06 | -88.81 | TBD | Kirkland | IL | 60145 | DeKalb | RFC | PJM | PJM Interconnection, LLC | Solar | Solar Photovoltaic | 1 | OCS | 500 | 500 | 500 | NR | IPP Non-CHP | 345 | Q
65458 | WECC | Anode (Springville) BESS | 17609 | Southern California Edison Co | 36.1079 | -118.9409 | TBD | Big Creek | CA | 93605 | Tulare | WECC | CISO | California Independent System Operator | Battery | Batteries | 2 | ANOD1; ANOD2 | 225 | 225 | 225 | RE | Electric Utility | 66 | I | [7 empty] | 900 | 225 | 225 | LIB
65462 | PJM | Axton Solar | 64545 | Vesper Energy Development LLC | 36.6717 | -79.6861 | 0 Sandy River Solar | Axton | VA | 24054 | Henry | SERC | PJM | PJM Interconnection, LLC | Solar | Solar Photovoltaic | 1 | AXTON | 201.1 | 201.1 | 201.1 | NR | IPP Non-CHP | 138 | Q
65471 | PJM | Rose Gold Solar | 50123 | Leeward Asset Management, LLC | 40.4044 | -85.1972 | TBD | Dunkirk | IN | 47336 | Jay | RFC | PJM | PJM Interconnection, LLC | Solar | Solar Photovoltaic | 2 | RGS01; RGS23 | 250 | 250 | 250 | NR | IPP Non-CHP |  | Q
65480 | WECC | Axial Basin Solar | 30151 | Tri-State G & T Assn, Inc | 40.3279 | -107.7533 | TBD | Meeker | CO | 81641 | Moffat | WECC | PSCO | Public Service Company of Colorado | Solar | Solar Photovoltaic | 1 | CO505 | 145 | 145 | 145 | NR | IPP Non-CHP | 345 | C
65507 | WECC | Verizon Comms Garage Top Solar Project | 64808 | Verizon Communications | 37.3545 | -121.9315 | 1194 Champions Drive | San Jose | CA | 95110 | Santa Clara | WECC | CISO | California Independent System Operator | Solar | Solar Photovoltaic | 1 | VCGSP | 2.3 | 2.3 | 1.8 | NR | IPP Non-CHP | 12 | Q
65527 | WECC | CA-Ventura County CCD-Ventura College | 62856 | Forefront Power, LLC | 34.25 | -119.25 | 4667 Telegraph Rd | Ventura | CA | 93003 | Ventura | WECC | CISO | California Independent System Operator | Solar | Solar Photovoltaic | 1 | 17024 | 2.5 | 2.5 | 2.5 | NR | IPP Non-CHP | 21 | Q
65572 | MISO | Muskegon Solar | 4254 | Consumers Energy Co - (MI) | 43.2328 | -85.9934 | tba | Muskegon | MI | 49442 | Muskegon | RFC | MISO | Midcontinent Independent Transmission System Operator, Inc.. | Solar | Solar Photovoltaic | 1 | MSP | 250 | 250 | 250 | RE | Electric Utility | 12.47 | I
65591 | WECC | AVEP BESS | 50123 | Leeward Asset Management, LLC | 34.878 | -118.347 | TBD | Rosamond | CA | 93560 | Kern | WECC | CISO | California Independent System Operator | Battery | Batteries | 1 | AVEPB | 126 | 126 | 126 | NR | IPP Non-CHP | 115 | Q | [7 empty] | 504 | 126 | 126 | LIB
65616 | WECC | CA - Amazon - SMF6 | 62856 | Forefront Power, LLC | 38.75 | -121.55 | 4930 Allbaugh Drive | Sacramento | CA | 95837 | Sacramento | WECC | CISO | California Independent System Operator | Solar | Solar Photovoltaic | 1 | 20031 | 2.6 | 2.6 | 2.6 | NR | IPP Non-CHP | 21 | Q
65635 | WECC | Hecate Energy Desert Storage 1 LLC | 64937 | Hecate Energy Desert Storage 1 LLC | 33.8079 | -116.494 | 979 South Gene Autry Trail | Palm Springs | CA | 92264 | Riverside | WECC | CISO | California Independent System Operator | Battery | Batteries | 1 | HEDS1 | 10 | 10 | 10 | NR | IPP Non-CHP | 33 | Q | [7 empty] | 20 | 10 | 10 | LIB
65655 | WECC | Chiquito Grid, LLC | 64934 | Chiquito Grid, LLC | 33.5855 | -117.2545 | TBA | Wildomar | CA | 92595 | Riverside | WECC | CISO | California Independent System Operator | Battery | Batteries | 1 | HECHQ | 80 | 80 | 80 | NR | IPP Non-CHP | 115 | Q | [7 empty] | 320 | 80 | 80 | LIB
65656 | WECC | Ortega Grid, LLC | 64935 | Ortega Grid, LLC | 33.6835 | -117.3284 | TBD | Lake Elsinore | CA | 92532 | Riverside | WECC | CISO | California Independent System Operator | Battery | Batteries | 1 | HEORG | 20 | 20 | 20 | NR | IPP Non-CHP | 33 | Q | [7 empty] | 40 | 20 | 20 | LIB
65657 | WECC | San Jacinto Grid, LLC | 64936 | San Jacinto Grid, LLC | 33.923 | -116.8735 | 435 E Lincoln St | Banning | CA | 92220 | Riverside | WECC | CISO | California Independent System Operator | Battery | Batteries | 1 | HESJG | 65 | 65 | 65 | NR | IPP Non-CHP | 115 | Q | [7 empty] | 40 | 20 | 20 | LIB
65664 | WECC | Sandrini Solar 100 | 64947 | EDPR CA Solar Park II LLC | 35.1132 | -119.1105 | 12902 C Copus Road | Mettler | CA | 93313 | Kern | WECC | CISO | California Independent System Operator | Battery | Batteries | 1 | GENBA | 95.4 | 95.4 | 95.4 | NR | IPP Non-CHP | 230 | Q | [7 empty] | 368 | 92 | 92 | LIB
65665 | PJM | Hecate Energy Pulaski 1 | 64904 | AES Clean Energy | 37.1396 | -80.6874 | 5917 Cleburne Blvd. | Dublin | VA | 24084 | Pulaski | RFC | PJM | PJM Interconnection, LLC | Solar | Solar Photovoltaic | 1 | HEPU1 | 150 | 150 | 150 | NR | IPP Non-CHP | 138 | Q
65703 | WECC | Humidor Storage I | 64970 | Hecate Grid Humidor Storage 1 LLC | 34.2912 | -118.7518 | SCE Vincent Substation | Palmdale | CA | 93550 | Los Angeles | WECC | CISO | California Independent System Operator | Battery | Batteries | 1 | HEHUM | 300 | 300 | 300 | NR | IPP Non-CHP | 230 | Q | [7 empty] | 1200 | 300 | 300 | LIB
65733 | WECC | Carris Storage I | 64978 | Hecate Grid Carris Storage 1 LLC | 33.8079 | -116.494 | 979 S Gene Autry Trail | Palm Springs | CA | 92264 | Riverside | WECC | CISO | California Independent System Operator | Battery | Batteries | 1 | HECAR | 10 | 10 | 10 | NR | IPP Non-CHP | 33 | Q | [7 empty] | 20 | 10 | 10 | LIB
65807 | WECC | SloughHouse Solar, LLC | 65071 | SloughHouse Solar, LLC | 38.4676 | -121.1845 | 7794 Dillard Rd | SloughHouse | CA | 95683 | Sacramento | WECC | BANC | Balancing Authority of Northern California | Solar | Solar Photovoltaic | 1 | SHS | 50 | 50 | 50 | NR | IPP Non-CHP | 69 | Q
65808 | WECC | Sacramento Valley Energy Center, LLC | 65072 | Sacramento Valley Energy Center, LLC | 38.5715 | -121.1845 | 3830 Scott Road | Sloughhouse | CA | 95683 | Sacramento | WECC | BANC | Balancing Authority of Northern California | Mixed | Batteries; Solar Photovoltaic | 2 | BSVEC; SVEC | 300 | 300 | 300 | NR | IPP Non-CHP | 230 | Q | [10 empty] | LIB
65821 | PJM | Honey Creek Solar | 50123 | Leeward Asset Management, LLC | 40.7971 | -86.8572 | tba | Reynolds | IN | 47980 | White | RFC | PJM | PJM Interconnection, LLC | Mixed | Batteries; Solar Photovoltaic | 2 | HNYBA; HNYSR | 220 | 220 | 220 | NR | IPP Non-CHP | 345 | Q | [7 empty] | 80 | 20 | 20 | LIB
65822 | MISO | Cradle Solar | 50123 | Leeward Asset Management, LLC | 29.2952 | -95.4269 | tbd | Bonney | TX | 77515 | Brazoria | TRE | MISO | Midcontinent Independent Transmission System Operator, Inc.. | Solar | Solar Photovoltaic | 1 | CRAS0 | 225 | 225 | 225 | NR | IPP Non-CHP | 115 | Q
65823 | WECC | Parowan Solar | 50123 | Leeward Asset Management, LLC | 37.8758 | -112.8885 | tbd | Parowan | UT | 84761 | Iron | WECC | PACE | PacifiCorp - East | Mixed | Batteries; Solar Photovoltaic | 2 | PARB; PARS0 | 116 | 116 | 116 | NR | IPP Non-CHP | 138 | Q | [7 empty] | 232 | 58 | 58 | LIB
65889 | WECC | Nighthawk Energy Storage, LLC | 65088 | Nighthawk Energy Storage, LLC | 32.934 | -117.038 | TBD | Poway | CA | 92064 | San Diego | WECC | CISO | California Independent System Operator | Battery | Batteries | 1 | BESS | 300 | 300 | 300 | NR | IPP Non-CHP | 138 | Q | [7 empty] | 1200 | 300 | 300 | LIB
65897 | WECC | Industrial Parkway Storage | 65093 | RPCA Storage 1, LLC | 34.9073 | -120.4465 | 2916 Industrial Parkway | Santa Maria | CA | 93455 | Santa Barbara | WECC | CISO | California Independent System Operator | Battery | Batteries | 1 | INPKY | 9.8 | 9.8 | 9.8 | NR | IPP Non-CHP | 12 | Q | [7 empty] | 37.6 | 9.4 | 9.4 | LIB
65900 | PJM | Springwater Solar, LLC | 65092 | Springwater Solar, LLC | 39.8297 | -83.2498 | 9 Davidson Rd | London | OH | 43140 | Madison | RFC | PJM | PJM Interconnection, LLC | Solar | Solar Photovoltaic | 1 | SPRIN | 155 | 155 | 155 | NR | IPP Non-CHP | 345 | Q
65904 | PJM | White Trillium Solar | 62842 | Lightsource Renewable Energy Asset Management, LLC | 40.932 | -84.6076 | 11442 Fife Road | Van Wert | OH | 45891 | Van Wert | RFC | PJM | PJM Interconnection, LLC | Solar | Solar Photovoltaic | 1 | OHWT1 | 49.5 | 49.5 | 49.5 | NR | IPP Non-CHP | 69 | Q
65930 | PJM | Redbud Run Solar | 58468 | Dominion Renewable Energy | 39.2116 | -78.0842 | 702 Woods Mill Road | Stephenson | VA | 22656 | Frederick | RFC | PJM | PJM Interconnection, LLC | Solar | Solar Photovoltaic | 1 | 10 | 30 | 30 | 30 | RE | Electric Utility | 36.3 | I
65935 | MISO | Vermillion Rise Solar | 65104 | Vermillion Rise Solar, LLC | 39.8318 | -87.4289 | TBD | Hillsdale | IN | 47854 | Vermillion | RFC | MISO | Midcontinent Independent Transmission System Operator, Inc.. | Solar | Solar Photovoltaic | 1 | 14 | 185 | 185 | 185 | NR | IPP Non-CHP | 230 | Q
65940 | WECC | Shasta College PH2 Solar Project | 65112 | TotalEnergies Distributed Generation, LLC | 40.6252 | -122.314 | 11555 Old Oregon Trail | Redding | CA | 96003 | Shasta | WECC | CISO | California Independent System Operator | Mixed | Solar Photovoltaic; Batteries | 2 | SCSP1; SCSPB | 2 | 1.8 | 1.6 | NR | Commercial Non-CHP | 12.47 | Q | [7 empty] | 1 | 0.5 | 0.5 | LIB
65941 | SPP | Rocking R Solar, LLC | 65114 | Rocking R Solar, LLC | 32.884 | -93.8833 | 6851 Hosston Vivian Rd | Hosston | LA | 71043 | Caddo | SERC | SWPP | Southwest Power Pool | Solar | Solar Photovoltaic | 1 | RRS | 72.5 | 72.5 | 72.5 | NR | IPP Non-CHP | 69 | Q
65948 | SPP | Plum Nellie Wind Farm LLC | 65124 | Plum Nellie Wind Farm LLC | 39.3768 | -97.5565 | TBD | Miltonvale | KS | 67466 | Cloud | MRO | SWPP | Southwest Power Pool | Wind | Onshore Wind Turbine | 1 | PNW01 | 201.6 | 201.6 | 201.6 | NR | IPP Non-CHP | 345 | Q
65964 | MISO | Ursa Solar, LLC | 65144 | Samsung C&T Renewables, LLC | 43.5043 | -89.1131 | tbd | Courtland | WI | 53956 | Columbia | MRO | MISO | Midcontinent Independent Transmission System Operator, Inc.. | Solar | Solar Photovoltaic | 1 | URSA | 200 | 200 | 200 | NR | IPP Non-CHP | 345 | Q
65967 | MISO | Paris Solar | 20847 | Wisconsin Electric Power Co | 42.6621 | -88.0155 | 499 172nd Avenue | Union Grove | WI | 53172 | Racine | MRO | MISO | Midcontinent Independent Transmission System Operator, Inc.. | Battery | Batteries | 1 | PSLR2 | 100 | 100 | 100 | RE | Electric Utility | 138 | I | [7 empty] | 440 | 110 | 110 | LIB
65977 | WECC | Boulder Flats Solar | 65165 | ibV Energy Partners | 35.8789 | -114.9833 | TBD | Boulder City | NV | 89005 | Clark | WECC | NEVP | Nevada Power Company | Solar | Solar Photovoltaic | 1 | BF1PV | 113 | 131 | 131 | NR | IPP Non-CHP | 230 | Q
65997 | PJM | Powell Creek Solar | 15399 | Avangrid Power LLC | 41.0929 | -84.1161 | TBD | Miller City | OH | 45864 | Putnam | RFC | PJM | PJM Interconnection, LLC | Solar | Solar Photovoltaic | 1 | PCS1 | 150 | 150 | 150 | NR | IPP Non-CHP | 138 | Q
66011 | WECC | Cedar Island Solar LLC | 65180 | Cedar Island Solar LLC | 45.2337 | -120.8985 | 58129 Dugger Road | Grass Valley | OR | 97029 | Sherman | WECC | BPAT | Bonneville Power Administration | Solar | Solar Photovoltaic | 1 | PV1 | 800 | 800 | 800 | NR | IPP Non-CHP | 500 | Q
66070 | MISO | Buffalo Sun CSG | 60970 | SunShare Management | 44.7997 | -94.02 | 1823 122nd St. | Plato | MN | 55370 | McLeod | MRO | MISO | Midcontinent Independent Transmission System Operator, Inc.. | Solar | Solar Photovoltaic | 1 | BUFFS | 0.9 | 0.9 | 0.9 | NR | IPP Non-CHP | 12.47 | Q
66072 | MISO | Oster Sun CSG | 60970 | SunShare Management | 45.6287 | -94.6146 | TBD | Albany | MN | 56307 | Stearns | MRO | MISO | Midcontinent Independent Transmission System Operator, Inc.. | Solar | Solar Photovoltaic | 1 | OSTRS | 1 | 1 | 1 | NR | IPP Non-CHP | 12.47 | Q
66073 | MISO | Quarry Sun CSG | 60970 | SunShare Management | 44.0437 | -92.6952 | 27257 625th St. | Kasson | MN | 55944 | Dodge | MRO | MISO | Midcontinent Independent Transmission System Operator, Inc.. | Solar | Solar Photovoltaic | 1 | QURYS | 1 | 1 | 1 | NR | IPP Non-CHP | 12.47 | Q
66107 | MISO | Blue Elk I Solar, LLC | 65270 | Blue Elk I Solar, LLC | 41.919 | -83.996 | TBD | Adrian | MI | 71043 | Lenawee | RFC | MISO | Midcontinent Independent Transmission System Operator, Inc.. | Solar | Solar Photovoltaic | 1 | BEI | 20 | 20 | 20 | NR | IPP Non-CHP | 46 | Q
66113 | SPP | Big Elk Solar | 62842 | Lightsource Renewable Energy Asset Management, LLC | 41.4757 | -96.2931 | TBD | Kennard | NE | 68008 | Washington | MRO | SWPP | Southwest Power Pool | Solar | Solar Photovoltaic | 1 | NEBE1 | 100 | 100 | 100 | NR | IPP Non-CHP | 161 | Q
66114 | MISO | Merrillville Solar | 62842 | Lightsource Renewable Energy Asset Management, LLC | 41.4628 | -87.2729 | TBD | Merrilville | IN | 46307 | Lake | RFC | MISO | Midcontinent Independent Transmission System Operator, Inc.. | Solar | Solar Photovoltaic | 1 | INRD1 | 100 | 100 | 100 | NR | IPP Non-CHP | 138 | Q
66121 | PJM | HCE Red House Solar, LLC | 60531 | Standard Solar | 37.1838 | -78.8141 | 368 Hamlet Rd | Red House | VA | 23963 | Charlotte | SERC | PJM | PJM Interconnection, LLC | Solar | Solar Photovoltaic | 1 | REDHS | 5 | 5 | 5 | NR | IPP Non-CHP | 24.5 | Q
66124 | PJM | Switchgrass Solar, LLC | 56769 | Consolidated Edison Development Inc. | 36.6765 | -76.5859 | 0 Hosier Road | Suffolk | VA | 23434 | Suffolk City | SERC | PJM | PJM Interconnection, LLC | Solar | Solar Photovoltaic | 1 | SSPV | 70 | 70 | 70 | NR | IPP Non-CHP | 115 | Q
66138 | PJM | Mayapple Solar 1 | 62842 | Lightsource Renewable Energy Asset Management, LLC | 41.0552 | -86.7132 | TBD | Winamac | IN | 46996 | Pulaski | RFC | PJM | PJM Interconnection, LLC | Solar | Solar Photovoltaic | 1 | INMA1 | 224 | 224 | 224 | NR | IPP Non-CHP | 34.5 | Q
66167 | WECC | AM Wind Repower LLC | 63235 | Brookfield Renewable Trading and Marketing LP | 33.9437 | -116.6615 | 11814 Desert View Ave | Whitewater | CA | 92282 | Riverside | WECC | CISO | California Independent System Operator | Wind | Onshore Wind Turbine | 1 | 63235 | 29.4 | 29.4 | 29.4 | NR | IPP Non-CHP | 115 | Q
66238 | PJM | Sculpin Solar | 65343 | Sculpin Solar LLC | 41.3646 | -84.8438 | TBD | Butler | IN | 46721 | DeKalb | RFC | PJM | PJM Interconnection, LLC | Solar | Solar Photovoltaic | 1 | 1SPS | 180 | 180 | 180 | NR | IPP Non-CHP | 138 | Q
66264 | MISO | Speedway Solar, LLC | 65366 | Speedway Solar, LLC | 39.6137 | -85.6547 | 6199 N 700 E | Morrison Town | IN | 46161 | Shelby | RFC | MISO | Midcontinent Independent Transmission System Operator, Inc.. | Solar | Solar Photovoltaic | 1 | SDS | 199 | 199 | 199 | NR | IPP Non-CHP | 345 | Q
66286 | WECC | Peregrine Energy Storage LLC | 65398 | Peregrine Energy Storage, LLC | 32.6924 | -117.1366 | 2669 Main Street | San Diego | CA | 92113 | San Diego | WECC | CISO | California Independent System Operator | Battery | Batteries | 1 | PERE1 | 200 | 200 | 200 | NR | IPP Non-CHP | 230 | Q | [7 empty] | 400 | 200 | 200 | LIB
66312 | PJM | Courthouse Solar | 5248 | Dominion Energy Inc. | 37.04 | -78.58 | Shady Oaks Road | Keysville | VA | 23923 | Charlotte | SERC | PJM | PJM Interconnection, LLC | Solar | Solar Photovoltaic | 1 | CHSL | 167 | 167 | 167 | RE | Electric Utility | 115 | I
66313 | PJM | Moon Corner Solar | 5248 | Dominion Energy Inc. | 37.89 | -76.54 | Ridge Road | Farnham | VA | 22460 | Richmond | SERC | PJM | PJM Interconnection, LLC | Solar | Solar Photovoltaic | 1 | MOCO | 60 | 60 | 60 | RE | Electric Utility | 115 | I
66315 | PJM | Clover Creek Solar | 5248 | Dominion Energy Inc. | 36.8166 | -78.6926 | 2065 Dryburg Road | Scottsburg | VA | 24589 | Halifax | SERC | PJM | PJM Interconnection, LLC | Solar | Solar Photovoltaic | 1 | CCSO | 77.2 | 77.2 | 77.2 | RE | Electric Utility | 115 | I
66325 | WECC | Hemmingway BESS | 9191 | Idaho Power Co | 43.3515 | -116.6621 | 10651 Wilson Cemetary Rd | Melba | ID | 83541 | Owyhee | WECC | IPCO | Idaho Power Company | Battery | Batteries | 3 | 1; 3; HGWP2 | 166 | 166 | 166 | RE | Electric Utility | 34.5 | I | [7 empty] | 664 | 44 | 166 | FLB
66327 | WECC | Elmore BESS | 9191 | Idaho Power Co | 43.1776 | -115.7167 | 5670 NW Standish Ave | Mountain Home | ID | 83647 | Elmore | WECC | IPCO | Idaho Power Company | Battery | Batteries | 1 | 1 | 4 | 4 | 4 | RE | Electric Utility | 34.5 | I | [7 empty] | 16 | 1 | 4 | FLB
66328 | WECC | Filer BESS | 9191 | Idaho Power Co | 42.5716 | -114.5951 | 3950 N 2300 Rd | Filer | ID | 83328 | Twin Falls | WECC | IPCO | Idaho Power Company | Battery | Batteries | 1 | 1 | 2 | 2 | 2 | RE | Electric Utility | 12.47 | I | [7 empty] | 4 | 1 | 4 | FLB
66329 | WECC | Melba BESS | 9191 | Idaho Power Co | 43.3723 | -116.5609 | 8290 Baseline Rd | Melba | ID | 83641 | Canyon | WECC | IPCO | Idaho Power Company | Battery | Batteries | 1 | 1 | 2 | 2 | 2 | RE | Electric Utility | 12.47 | I | [7 empty] | 8 | 0.5 | 2 | FLB
66330 | WECC | Weiser BESS | 9191 | Idaho Power Co | 44.2475 | -116.9853 | 70 CO Rd 70 | Washington | ID | 83672 | Washington | WECC | IPCO | Idaho Power Company | Battery | Batteries | 1 | 1 | 3 | 3 | 3 | RE | Electric Utility | 12.47 | I | [7 empty] | 12 | 0.8 | 3 | FLB
66340 | WECC | Canyonville Solar LLC (CSG) | 64994 | SolRiver Capital LLC | 42.9569 | -123.2618 | 0 North Gazley Rd | Myrtle Creek | OR | 97457 | Douglas | WECC | PACW | PacifiCorp - West | Solar | Solar Photovoltaic | 1 | PV1 | 2.5 | 2.5 | 2.5 | NR | IPP Non-CHP | 12 | Q
66359 | PJM | Grover Hill Wind, LLC | 65439 | Lotus Infrastructure Global Operations, LLC | 41.0442 | -84.5098 | TBD | Grover Hill | OH | 45879 | Paulding | RFC | PJM | PJM Interconnection, LLC | Wind | Onshore Wind Turbine | 1 | GHW | 140.3 | 140.3 | 140.3 | NR | IPP Non-CHP | 138 | Q
66364 | PJM | Cobalt Solar, LLC | 61060 | Cypress Creek Renewables | 41.3991 | -79.3959 | W Hershberger Road | Washington Township | PA | 16353 | Forest | RFC | PJM | PJM Interconnection, LLC | Solar | Solar Photovoltaic | 1 | COBAL | 20 | 20 | 20 | NR | IPP Non-CHP | 34.5 | Q
66365 | PJM | Erie Solar, LLC | 65444 | Erie Solar, LLC | 42.0131 | -80.3073 | 9079 Ridge Road | Girard | PA | 16417 | Erie | RFC | PJM | PJM Interconnection, LLC | Solar | Solar Photovoltaic | 1 | ERIE | 20 | 20 | 20 | NR | IPP Non-CHP | 34.5 | Q
66384 | WECC | Ostrea Solar, LLC | 61060 | Cypress Creek Renewables | 46.5288 | -119.9792 | Hwy 24 | Moxee | WA | 98936 | Yakima | WECC | BPAT | Bonneville Power Administration | Solar | Solar Photovoltaic | 1 | GEN1 | 80 | 80 | 80 | NR | IPP Non-CHP | 115 | Q
66409 | WECC | Hecate Grid Gwent Storage 1 | 65481 | Hecate Grid Gwent Storage 1, LLC | 34.2809 | -118.903 | TBD | Moorpark | CA | 93021 | Ventura | WECC | CISO | California Independent System Operator | Battery | Batteries | 1 | GWNT | 135 | 135 | 135 | NR | IPP Non-CHP | 66 | Q | [7 empty] | 540 | 135 | 135 | LIB
66426 | WECC | Utah Solar 1 | 65516 | ECG Utah Solar1, LLC | 39.5048 | -112.5077 | TBD | Delta | UT | 84624 | Millard | WECC | LDWP | Los Angeles Department of Water and Power | Solar | Solar Photovoltaic | 1 | 1EUS | 300 | 300 | 300 | NR | IPP Non-CHP | 345 | Q
66440 | PJM | Granite Hill Solar | 62842 | Lightsource Renewable Energy Asset Management, LLC | 39.8915 | -77.1628 | 650 Beaver Run Road | New Oxford | PA | 17350 | Adams | RFC | PJM | PJM Interconnection, LLC | Solar | Solar Photovoltaic | 1 | PAGH1 | 70 | 70 | 70 | NR | IPP Non-CHP | 115 | Q
66441 | MISO | Crossvine Solar | 62842 | Lightsource Renewable Energy Asset Management, LLC | 38.2643 | -87.0019 | TBD | Holland | IN | 47541 | Dubois | RFC | MISO | Midcontinent Independent Transmission System Operator, Inc.. | Solar | Solar Photovoltaic | 1 | INCV1 | 100 | 100 | 100 | NR | IPP Non-CHP | 138 | Q
66475 | WECC | CA Bloomington 2551 S Lilac Avenue Micro | 65512 | Catalyze Bloomington 2551 S Lilac Avenue Microgrid LLC | 34.0552 | -117.3778 | 2551 S Lilac Avenue | Bloomington | CA | 92316 | San Bernardino | WECC | CISO | California Independent System Operator | Mixed | Solar Photovoltaic; Batteries | 2 | 18263; B8263 | 3 | 3 | 3 | NR | IPP Non-CHP | 0.48 | Q | [7 empty] | 3 | 1.5 | 1.5 | LIB
66478 | WECC | NTEC Gas Plant | 65493 | Navajo Transitional Energy Company | 36.6829 | -108.4502 | TBD | Waterflow | NM | 87421 | San Juan | WECC | PNM | Public Service Company of New Mexico | Natural Gas | Natural Gas Fired Combustion Turbine | 18 | GEN1; GEN10; GEN11; GEN12; GEN13; GEN14; GEN15; GEN16; GEN17; GEN18; GEN2; GEN3; GEN4; GEN5; GEN6; GEN7; GEN8; GEN9 | 1089 | 676.8 | 745.2 | RE | Electric Utility | 345 | I
66484 | WECC | Glen Canyon Solar A, LLC | 61012 | AES Distributed Energy | 37.0915 | -111.7255 | US Highway 89 | Big Water | UT | 84741 | Kane | WECC | PACE | PacifiCorp - East | Solar | Solar Photovoltaic | 1 | GCA | 95 | 95 | 95 | NR | IPP Non-CHP | 230 | Q
66494 | WECC | Menifee Power Bank | 65550 | Nova Power, LLC | 33.739 | -117.1698 | 26226 Antelope Rd. | Menifee | CA | 92858 | Riverside | WECC | CISO | California Independent System Operator | Battery | Batteries | 1 | NOVA5 | 60 | 60 | 60 | NR | IPP Non-CHP | 500 | Q | [7 empty] | 240 | 60 | 60 | LIB
66510 | WECC | CA Moss Landing 3040 Hilltop Rd | 65515 | Catalyze Moss Landing Hilltop Rd Microgrid, LLC | 36.8649 | -121.7767 | 3040 Hilltop Rd. | Moss Landing | CA | 95039 | Monterey | WECC | CISO | California Independent System Operator | Mixed | Solar Photovoltaic; Batteries | 2 | 19616; B9616 | 2.2 | 2.2 | 2.2 | NR | IPP Non-CHP | 0.48 | Q | [7 empty] | 2.5 | 1 | 1 | LIB
66511 | WECC | CA Riverside 2356 Fleetwood Dr. | 65559 | Catalyze Riverside 2356 Fleetwood Drive Microgrid LLC | 34.0121 | -117.3811 | 2356 Fleetwood Dr. | Riverside | CA | 92509 | Riverside | WECC | CISO | California Independent System Operator | Mixed | Solar Photovoltaic; Batteries | 2 | 18262; B8262 | 4 | 4 | 4 | NR | IPP Non-CHP | 4.8 | Q | [7 empty] | 4 | 2 | 2 | LIB
66545 | PJM | Mammoth South Solar Project | 65588 | Mammoth South LLC | 41.0953 | -86.6916 | TBD | Pulaski | IN | 24301 | Pulaski | RFC | PJM | PJM Interconnection, LLC | Solar | Solar Photovoltaic | 1 | MMTHS | 300 | 300 | 300 | NR | IPP Non-CHP | 345 | Q
66546 | PJM | Mammoth Central Solar Project | 65587 | Mammoth Central LLC | 41.0909 | -86.7128 | TBD | Pulaski | IN | 24301 | Pulaski | RFC | PJM | PJM Interconnection, LLC | Solar | Solar Photovoltaic | 1 | MMTHC | 300 | 300 | 300 | NR | IPP Non-CHP | 345 | Q
66551 | WECC | EnerSmart Imperial Beach BESS | 65594 | EnerSmart Storage | 32.5835 | -117.0968 | 1705 Palm Avenue | Imperial Beach | CA | 92154 | San Diego | WECC | CISO | California Independent System Operator | Battery | Batteries | 1 | IB193 | 3 | 3 | 3 | NR | IPP Non-CHP | 12 | Q | [7 empty] | 19.5 | 3 | 3 | LIB
66552 | WECC | EnerSmart Mesa Heights Sub Station | 65594 | EnerSmart Storage | 32.8241 | -117.1513 | 7986 Dagget Streeet | Mesa Heights | CA | 92111 | San Diego | WECC | CISO | California Independent System Operator | Battery | Batteries | 1 | MH162 | 3 | 3 | 3 | NR | IPP Non-CHP | 12 | Q | [7 empty] | 15.8 | 3 | 3 | LIB
66558 | MISO | Mowata Solar | 62842 | Lightsource Renewable Energy Asset Management, LLC | 30.3918 | -92.4044 | TBD | TBD | LA | 70535 | Acadia | SERC | MISO | Midcontinent Independent Transmission System Operator, Inc.. | Solar | Solar Photovoltaic | 1 | LAMO1 | 150 | 150 | 150 | NR | IPP Non-CHP | 138 | Q
66560 | WECC | Wheatridge East Wind | 65601 | Wheatridge East Wind LLC | 45.5426 | -119.3822 | Little Butter Creek Road | Lexington | OR | 97839 | Morrow | WECC | BPAT | Bonneville Power Administration | Wind | Onshore Wind Turbine | 1 | WREW | 200 | 200 | 200 | NR | IPP Non-CHP | 230 | Q
66599 | WECC | Dark Sky Energy Center | 16609 | San Diego Gas & Electric Co | 33.2705 | -116.347 | 2100 Borrego Valley Road | Borrego Springs | CA | 92004 | San Diego | WECC | CISO | California Independent System Operator | Battery | Batteries | 1 | 1 | 7.3 | 7.1 | 7.1 | RE | Electric Utility | 12.47 | I | [7 empty] | 7.1 | 7.1 | 7.1 | LIB
66618 | WECC | Fish Lake Geothermal | 65644 | Fish Lake Geothermal LLC | 37.8609 | -118.0341 | TBD | Dyer | NV | 89010 | Esmeralda | WECC | NEVP | Nevada Power Company | Other | Geothermal | 5 | FL1; FL2; FL3; FL4; FL5 | 26.5 | 19.5 | 20.5 | NR | IPP Non-CHP | 55 | Q
66621 | MISO | Orange County Advanced Power Station | 55937 | Entergy Texas Inc. | 30.0253 | -93.8713 | 905 Powerhouse Road | Orange | TX | 77630 | Orange | SERC | MISO | Midcontinent Independent Transmission System Operator, Inc.. | Natural Gas | Natural Gas Fired Combined Cycle | 3 | 1A; 1B; 1C | 1306 | 1158.2 | 1217.2 | RE | Electric Utility | 138 | I
66629 | MISO | Envoy Solar, LLC | 66331 | Birch Creek Power, LLC | 39.1567 | -91.848 | Missouri 54 & Oross St | Mexico | MO | 65265 | Audrain | SERC | MISO | Midcontinent Independent Transmission System Operator, Inc.. | Solar | Solar Photovoltaic | 1 | PV | 50 | 50 | 50 | NR | IPP Non-CHP | 69 | Q
66630 | MISO | Richland Township Solar, LLC | 66331 | Birch Creek Power, LLC | 40.9359 | -89.2879 | County Rd 100 N | Washburn | IL | 61570 | Marshall | SERC | MISO | Midcontinent Independent Transmission System Operator, Inc.. | Solar | Solar Photovoltaic | 1 | PV | 35 | 35 | 35 | NR | IPP Non-CHP | 69 | Q
66633 | MISO | Salt Creek Township Solar, LLC | 66331 | Birch Creek Power, LLC | 40.1827 | -89.7203 | Country Rd 950 N | Mason City | IL | 62664 | Mason | SERC | MISO | Midcontinent Independent Transmission System Operator, Inc.. | Solar | Solar Photovoltaic | 1 | PV | 50 | 50 | 50 | NR | IPP Non-CHP | 69 | Q
66647 | PJM | Elkhart County Solar Project | 65672 | Elkhart County Solar Project, LLC | 41.498 | -85.69 | TBD | Benton Township | IN | 46543 | Elkhart | RFC | PJM | PJM Interconnection, LLC | Solar | Solar Photovoltaic | 1 | USELT | 100 | 100 | 100 | NR | IPP Non-CHP | 138 | Q
66648 | WECC | Blackwell?s Corner Storage Facility | 65673 | Blackwell Test Facility, LLC | 35.6184 | -119.8407 | CA-46 | Lost Hills | CA | 93249 | Kern | WECC | CISO | California Independent System Operator | Battery | Batteries | 1 | BLKWL | 2 | 2 | 2 | NR | IPP Non-CHP | 21 | Q | [7 empty] | 9 | 2 | 2 | LIB
66649 | MISO | Long Lake Solar, LLC | 65676 | Long Lake Solar, LLC | 34.4686 | -90.6151 | Long Lake Road | West Helena | AR | 72342 | Phillips | SERC | MISO | Midcontinent Independent Transmission System Operator, Inc.. | Solar | Solar Photovoltaic | 1 | LLS | 200 | 200 | 200 | NR | IPP Non-CHP | 230 | Q
66651 | WECC | Arco Wind and Solar Project | 14354 | PacifiCorp | 43.557 | -112.4415 | TBD | Idaho Falls | ID | 83402 | Bonneville | WECC | PACE | PacifiCorp - East | Wind | Onshore Wind Turbine | 2 | 37565; C2-92 | 359 | 359 | 359 | RE | Electric Utility |  | I
66657 | PJM | Steubenville Solar | 66061 | BQ Energy Development | 40.3517 | -80.6704 | 1950 COUNTY RD 26 | Steubenville | OH | 43953 | Jefferson | NPCC | PJM | PJM Interconnection, LLC | Solar | Solar Photovoltaic | 1 | STEUB | 43 | 43 | 43 | NR | IPP Non-CHP | 69 | COM
66658 | PJM | Nottingham Solar | 66061 | BQ Energy Development | 40.3517 | -80.6704 | Stumptown Rd | Cadiz | OH | 43907 | Harrison | NPCC | PJM | PJM Interconnection, LLC | Solar | Solar Photovoltaic | 1 | NOTT | 100 | 100 | 100 | NR | IPP Non-CHP | 138 | COM
66659 | WECC | Acid BESS | 65678 | Malaga BESS LLC | 36.6905 | -119.7404 | 2611 E. North Ave | Fresno | CA | 93725 | Fresno | WECC | CISO | California Independent System Operator | Battery | Batteries | 1 | MAL | 97 | 97 | 97 | NR | IPP Non-CHP | 115 | Q | [7 empty] | 97 | 97 | 97 | LIB
66660 | WECC | Lead BESS 1 | 65680 | Hanford BESS LLC | 36.2695 | -119.6487 | 10550 Idaho Ave | Hanford | CA | 93230 | Kings | WECC | CISO | California Independent System Operator | Battery | Batteries | 1 | HAN | 99.4 | 99.4 | 99.4 | NR | IPP Non-CHP | 115 | Q | [7 empty] | 99.4 | 99.4 | 99.4 | LIB
66661 | WECC | Electrolyte BESS | 65681 | Henrietta BESS LLC | 36.2402 | -119.9044 | 16027 25th Ave | Lemoore | CA | 93245 | Kings | WECC | CISO | California Independent System Operator | Battery | Batteries | 1 | HEN | 99.4 | 99.4 | 99.4 | NR | IPP Non-CHP | 115 | Q | [7 empty] | 99.4 | 99.4 | 99.4 | LIB
66662 | WECC | Lead BESS 2 | 65680 | Hanford BESS LLC | 36.2695 | -119.6487 | 10550 Idaho Ave | Hanford | CA | 93230 | Kings | WECC | CISO | California Independent System Operator | Battery | Batteries | 1 | BIA | 32 | 32 | 32 | NR | IPP Non-CHP | 115 | Q | [7 empty] | 32 | 32 | 32 | LIB
66670 | WECC | Harquahala Sun Solar Project | 66217 | Copia Power | 33.4406 | -113.1352 | TBD | Tonopah | AZ | 85354 | Maricopa | WECC | AZPS | Arizona Public Service Company | Solar | Solar Photovoltaic | 1 | HARQ1 | 150 | 150 | 150 | NR | IPP Non-CHP | 500 | Q
66672 | PJM | Stark Solar, LLC | 65144 | Samsung C&T Renewables, LLC | 40.8527 | -81.157 | TBD | Alliance | OH | 44601 | Stark | RFC | PJM | PJM Interconnection, LLC | Solar | Solar Photovoltaic | 1 | AG239 | 150 | 150 | 150 | NR | IPP Non-CHP | 138 | Q
66678 | WECC | Aramis I Solar Project | 65682 | IP Aramis, LLC | 37.7497 | -121.7661 | Intersection of Livermore Ave | Livermore | CA | 94551 | Alameda | WECC | CISO | California Independent System Operator | Mixed | Solar Photovoltaic; Batteries | 2 | IPAR1; IPARB | 200 | 200 | 200 | NR | IPP Non-CHP | 230 | Q | [7 empty] | 400 | 100 | 100 | LIB
66681 | MISO | Sterlington Solar | 11241 | Entergy Louisiana LLC | 32.6926 | -92.0665 | TBD | Sterlington | LA | 71280 | Ouachita | SERC | MISO | Midcontinent Independent Transmission System Operator, Inc.. | Solar | Solar Photovoltaic | 1 | STS | 49 | 49 | 49 | RE | Electric Utility | 115 | I
66684 | WECC | Intermountain Pumped Storage Project | 65690 | Premium Energy Holdings | 39.4147 | -112.4404 | TBD | Delta | UT | 84624 | Millard | WECC | LDWP | Los Angeles Department of Water and Power | Other | Hydroelectric Pumped Storage | 4 | HL001; HL002; HL003; HL004 | 1000 | 1000 | 1000 | NR | IPP Non-CHP | 230 | Q
66685 | WECC | Whale Rock Pumped Storage Hydro Project | 65690 | Premium Energy Holdings | 35.4542 | -120.8671 | TBD | Cayucos | CA | 93430 | San Luis Obispo | WECC | CISO | California Independent System Operator | Other | Hydroelectric Pumped Storage | 3 | WH001; WH002; WH003 | 600 | 600 | 600 | NR | IPP Non-CHP | 230 | Q
66686 | WECC | Haiwee Pumped Storage Project | 65690 | Premium Energy Holdings | 36.2331 | -117.9625 | TBD | Olancha | CA | 93549 | Inyo | WECC | LDWP | Los Angeles Department of Water and Power | Other | Hydroelectric Pumped Storage | 4 | HL001; HL002; HL003; HL004 | 1000 | 1000 | 1000 | NR | IPP Non-CHP | 230 | Q
66695 | PJM | Horsepen Branch Solar | 65701 | Horsepen Branch Solar | 37.961 | -77.792 | TBD | Buckner | VA | 23117 | Louisa | SERC | PJM | PJM Interconnection, LLC | Solar | Solar Photovoltaic | 1 | HRSPN | 25 | 25 | 25 | NR | IPP Non-CHP | 34.5 | Q
66696 | MISO | Winfield Solar | 65703 | Winfield Solar I, LLC | 39.0195 | -90.8552 | Intersection of State Hwy W an | Winfield | MO | 63389 | Lincoln | SERC | MISO | Midcontinent Independent Transmission System Operator, Inc.. | Solar | Solar Photovoltaic | 1 | WINSP | 167.2 | 150 | 150 | NR | IPP Non-CHP | 161 | Q
66697 | MISO | Branch Solar Project | 65691 | Branch Solar, LLC | 41.8835 | -85.0733 | 201 South Butcher Road | Coldwater | MI | 49036 | Branch | RFC | MISO | Midcontinent Independent Transmission System Operator, Inc.. | Solar | Solar Photovoltaic | 1 | BS1 | 200 | 200 | 200 | NR | IPP Non-CHP | 138 | Q
66699 | WECC | Lockhart Solar PV II | 61950 | Terra-Gen Operating Co-Solar | 35.0435 | -117.3489 | 43880 Harper Lake Rd | Hinkley | CA | 92347 | San Bernardino | WECC | CISO | California Independent System Operator | Battery | Batteries | 1 | LHC2 | 59.7 | 59.7 | 59.7 | NR | IPP Non-CHP | 220 | Q | [7 empty] | 59.7 | 59.7 | 59.7 | LIB
66703 | MISO | Austin Creek Solar | 65715 | Strata Clean Energy | 39.7901 | -91.3151 | TBD | Quincy | IL | 62301 | Adams | SERC | MISO | Midcontinent Independent Transmission System Operator, Inc.. | Solar | Solar Photovoltaic | 1 | 11103 | 140 | 140 | 140 | NR | IPP Non-CHP | 140 | Q
66705 | MISO | Longwing Solar | 65715 | Strata Clean Energy | 30.8452 | -94.4918 | TBD | Doucette | TX | 75979 | Tyler | TRE | MISO | Midcontinent Independent Transmission System Operator, Inc.. | Solar | Solar Photovoltaic | 1 | 11105 | 140 | 140 | 140 | NR | IPP Non-CHP | 115 | Q
66706 | MISO | Patoka Solar | 65715 | Strata Clean Energy | 38.1403 | -87.7757 | TBD | Poseyville | IN | 47633 | Posey | SERC | MISO | Midcontinent Independent Transmission System Operator, Inc.. | Solar | Solar Photovoltaic | 1 | 11101 | 250 | 250 | 250 | NR | IPP Non-CHP | 250 | Q
66707 | MISO | Prairie Oak Solar | 65715 | Strata Clean Energy | 39.5428 | -89.0315 | TBD | Assumption | IL | 62510 | Shelby | SERC | MISO | Midcontinent Independent Transmission System Operator, Inc.. | Solar | Solar Photovoltaic | 1 | 11102 | 250 | 250 | 250 | NR | IPP Non-CHP | 250 | Q
66708 | MISO | Peri Peri Solar | 65715 | Strata Clean Energy | 30.4 | -94.3575 | TBD | Kountz | TX | 77925 | Hardin | TRE | MISO | Midcontinent Independent Transmission System Operator, Inc.. | Solar | Solar Photovoltaic | 1 | 11104 | 115 | 115 | 115 | NR | IPP Non-CHP | 115 | Q
66745 | MISO | Lake Iris Solar Project | 65739 | Lake Iris Solar, LLC | 43.0847 | -82.6872 | Metcalf Road | Avoca | MI | 48006 | St Clair | RFC | MISO | Midcontinent Independent Transmission System Operator, Inc.. | Solar | Solar Photovoltaic | 1 | LIS1 | 96.5 | 96.5 | 96.5 | NR | IPP Non-CHP | 120 | Q
66754 | WECC | EnerSmart El Cajon BESS | 65594 | EnerSmart Storage | 32.8042 | -116.9255 | 1523 East Main Street | El Cajon | CA | 92021 | San Diego | WECC | CISO | California Independent System Operator | Battery | Batteries | 1 | EC01 | 3 | 3 | 3 | NR | IPP Non-CHP | 12 | Q | [7 empty] | 21 | 3 | 3 | LIB
66755 | WECC | EnerSmart Murray BESS | 65594 | EnerSmart Storage | 32.79 | -117.0228 | 8135 El Paso Street | La Mesa | CA | 91942 | San Diego | WECC | CISO | California Independent System Operator | Battery | Batteries | 6 | M01; M02; M03; M04; M05; M06 | 18 | 18 | 18 | NR | IPP Non-CHP | 12 | Q | [7 empty] | 94.8 | 18 | 18 | LIB
66756 | MISO | Genesee Solar Project | 65740 | Genesee Solar Energy, LLC | 43.0864 | -83.6651 | TBD | Flint | MI | 48505 | Genesee | RFC | MISO | Midcontinent Independent Transmission System Operator, Inc.. | Solar | Solar Photovoltaic | 1 | GS1 | 40.8 | 40.8 | 40.8 | NR | IPP Non-CHP | 138 | Q
66778 | MISO | Hart Solar Project | 65741 | Hart Solar Partners, LLC | 43.6929 | -86.321 | 1600 W. Polk Road | Hart | MI | 49420 | Oceana | RFC | MISO | Midcontinent Independent Transmission System Operator, Inc.. | Solar | Solar Photovoltaic | 1 | HS1 | 120 | 120 | 120 | NR | IPP Non-CHP | 138 | Q
66779 | WECC | Papago Energy Storage | 65751 | RE Papago LLC | 33.4836 | -113.0378 | TBD | Tonopah | AZ | 85354 | Maricopa | WECC | AZPS | Arizona Public Service Company | Battery | Batteries | 1 | PPABA | 300 | 300 | 300 | NR | IPP Non-CHP | 525 | Q | [7 empty] | 1200 | 300 | 300 | LIB
66780 | MISO | Posey Solar | 17633 | Southern Indiana Gas & Elec Co | 37.9267 | -87.7289 | TBD | Mount Vernon | IN | 47620 | Posey | RFC | MISO | Midcontinent Independent Transmission System Operator, Inc.. | Solar | Solar Photovoltaic | 1 | 1 | 191 | 173.1 | 124.9 | RE | Electric Utility | 345 | I
66787 | WECC | Elevate Pier S | 65764 | Lighthouse Pier S, LLC | 33.765 | -118.2237 | 2665 Pier S LN | Long Beach | CA | 90802 | Los Angeles | WECC | CISO | California Independent System Operator | Battery | Batteries | 1 | ELVPS | 70 | 70 | 70 | NR | IPP Non-CHP | 68 | Q | [7 empty] | 280 | 70 | 70 | LIB
66805 | WECC | Lycan Solar Project | 64452 | EDF Renewables Development, Inc. | 33.6213 | -115.0959 | TBD | Unincorporated Rivers | CA | 92225 | Riverside | WECC | CISO | California Independent System Operator | Mixed | Solar Photovoltaic; Batteries | 2 | LYCAN; LYCN2 | 800 | 800 | 800 | NR | IPP Non-CHP | 500 | Q | [7 empty] | 800 | 200 | 200 | LIB
66810 | WECC | East Cleveland Road Solar | 65776 | RPCA Solar 7, LLC | 37.125 | -120.4575 | 1945 E Cleveland Road | El Nido | CA | 95317 | Merced | WECC | CISO | California Independent System Operator | Solar | Solar Photovoltaic | 1 | ECLE | 3 | 3 | 3 | NR | IPP Non-CHP | 12 | Q
66813 | PJM | Caesar's Atlantic City - POI 1 (Colosseu | 64872 | Distributed Solar Development, LLC | 39.3557 | -74.4355 | 2100 Pacific Ave | Atlantic City | NJ | 8401 | Atlantic | RFC | PJM | PJM Interconnection, LLC | Solar | Solar Photovoltaic | 1 | P5377 | 1.4 | 1.4 | 1.4 | NR | IPP Non-CHP | 32 | Q
66830 | PJM | Harrah's Atlantic City - POI 1 (Meeting | 64872 | Distributed Solar Development, LLC | 39.3844 | -74.4263 | 777 Harrah's Blvd | Atlantic City | NJ | 8401 | Atlantic | RFC | PJM | PJM Interconnection, LLC | Solar | Solar Photovoltaic | 1 | P5376 | 2.3 | 2.3 | 2.3 | NR | IPP Non-CHP | 49.98 | Q
66838 | PJM | Aspen Road Solar | 65777 | Urban Grid Solar | 40.1509 | -77.7638 | Path Valley Road | Spring Run | PA | 17262 | Franklin | RFC | PJM | PJM Interconnection, LLC | Solar | Solar Photovoltaic | 1 | ASPR1 | 100.1 | 106 | 106 | NR | IPP Non-CHP | 115 | Q | 01GREENE
66840 | PJM | Egypt Road Solar | 65777 | Urban Grid Solar | 38.5307 | -76.1004 | 5200 Egypt Road | Cambridge | MD | 21613 | Dorchester | RFC | PJM | PJM Interconnection, LLC | Solar | Solar Photovoltaic | 1 | EGYR1 | 51.1 | 51.1 | 51.1 | NR | IPP Non-CHP | 69 | Q | BAYLY
66842 | PJM | Jones Farm Solar | 65777 | Urban Grid Solar | 39.232 | -75.7723 | 148 Jones Farm Lane | Millington | MD | 21651 | Queen Annes | RFC | PJM | PJM Interconnection, LLC | Solar | Solar Photovoltaic | 1 | JONF1 | 64 | 64 | 64 | NR | IPP Non-CHP | 69 | Q | CHUR_CAP
66843 | PJM | Morgnec Solar | 65777 | Urban Grid Solar | 39.2299 | -76.0525 | 516 Morgnec Road | Chestertown | MD | 21620 | Kent | RFC | PJM | PJM Interconnection, LLC | Solar | Solar Photovoltaic | 1 | MORG1 | 55.8 | 55.8 | 55.8 | NR | IPP Non-CHP | 69 | Q | CHESTRTN
66844 | PJM | Spring Grove Solar 2 | 65777 | Urban Grid Solar | 37.1674 | -76.9242 | Swanns Point Road | Spring Grove | VA | 23881 | Surry | SERC | PJM | PJM Interconnection, LLC | Solar | Solar Photovoltaic | 1 | SPRG2 | 150 | 194.9 | 194.9 | NR | IPP Non-CHP | 230 | Q | 6SURRY
66850 | PJM | Beaver Creek Solar | 65777 | Urban Grid Solar | 40.0866 | -77.6628 | 12107 Sandy Mount Rd | Orrstown | PA | 17244 | Franklin | RFC | PJM | PJM Interconnection, LLC | Solar | Solar Photovoltaic | 1 | BEAC1 | 34.2 | 34.2 | 34.2 | NR | IPP Non-CHP | 138 | Q
66851 | MISO | Fairview Solar (AR) | 65777 | Urban Grid Solar | 33.3429 | -91.8949 | 471 Ashley Road 89 | Hamburg | AR | 71646 | Ashley | SERC | MISO | Midcontinent Independent Transmission System Operator, Inc.. | Solar | Solar Photovoltaic | 1 | FAIR1 | 75 | 75 | 75 | NR | IPP Non-CHP | 115 | Q
66854 | PJM | Porter Mill Solar | 65777 | Urban Grid Solar | 38.4243 | -75.6968 | 26975 Ocean Gateway | Hebron | MD | 21830 | Wicomico | RFC | PJM | PJM Interconnection, LLC | Solar | Solar Photovoltaic | 1 | PORM1 | 46 | 46 | 46 | NR | IPP Non-CHP | 69 | Q
66860 | PJM | Marion County Solar Project | 65789 | Marion County Solar Project, LLC | 40.6245 | -83.1362 | 1839 Marion Upper Sandusky Roa | Marion | OH | 43302 | Marion | RFC | PJM | PJM Interconnection, LLC | Solar | Solar Photovoltaic | 1 | USMNC | 100 | 100 | 100 | NR | IPP Non-CHP | 138 | Q
66865 | PJM | Champion Solar I | 62842 | Lightsource Renewable Energy Asset Management, LLC | 41.7234 | -86.5066 | 53099 Timothy Rd | New Carlisle | IN | 46552 | St Joseph | RFC | PJM | PJM Interconnection, LLC | Solar | Solar Photovoltaic | 1 | INCS1 | 51.9 | 51.9 | 51.9 | NR | IPP Non-CHP | 138 | Q
66870 | PJM | Davis Solar (WV) | 12796 | Monongahela Power Co | 39.155 | -79.4433 | 141 Forestry Camp Rd | Davis | WV | 26260 | Tucker | RFC | PJM | PJM Interconnection, LLC | Solar | Solar Photovoltaic | 1 | DAVS | 11.5 | 11.5 | 11.5 | RE | Electric Utility | 60 | I
66881 | MISO | Pike County Energy Storage | 9273 | AES Indiana | 38.5233 | -87.2495 | TBD | Petesburg | IN | 47567 | Pike | RFC | MISO | Midcontinent Independent Transmission System Operator, Inc.. | Battery | Batteries | 1 | BAT2 | 200 | 200 | 200 | RE | Electric Utility | 345 | I | [7 empty] | 877 | 200 | 200 | OTH
66890 | WECC | SF Azalea, LLC | 63137 | Idemitsu Renewables | 35.7674 | -119.8945 | TBD | Lost Hills | CA | 93249 | Kern | WECC | CISO | California Independent System Operator | Battery | Batteries | 1 | AZAL | 60 | 60 | 60 | NR | IPP Non-CHP | 70 | Q | [7 empty] | 152 | 38 | 38 | LIB
66892 | WECC | Conflitti Solar | 65813 | CES Electron Farm One, LLC | 36.6281 | -120.5708 | TBD | Firebaugh | CA | 93622 | Fresno | WECC | CISO | California Independent System Operator | Solar | Solar Photovoltaic | 1 | CNFTI | 4.4 | 4.4 | 4.4 | NR | IPP Non-CHP | 21 | Q
66899 | PJM | Marlowe Solar | 12796 | Monongahela Power Co | 39.5893 | -77.8355 | 295 Ripple Way | Falling Waters | WV | 25419 | Berkeley | RFC | PJM | PJM Interconnection, LLC | Solar | Solar Photovoltaic | 1 | MARS | 5.8 | 5.8 | 5.8 | RE | Electric Utility | 34.5 | I
66901 | PJM | Wylie Ridge Solar | 12796 | Monongahela Power Co | 40.4527 | -80.5726 | TBD | Weirton | WV | 26062 | Hancock | RFC | PJM | PJM Interconnection, LLC | Solar | Solar Photovoltaic | 1 | WRS | 8.4 | 8.4 | 8.4 | RE | Electric Utility | 25 | I
66904 | MISO | Lumberton PV I, LLC | 65812 | Lumberton PV I, LLC | 30.2983 | -94.2763 | TBD | Lumberton | TX | 77625 | Hardin | TRE | MISO | Midcontinent Independent Transmission System Operator, Inc.. | Solar | Solar Photovoltaic | 1 | LBTN | 200 | 200 | 200 | NR | IPP Non-CHP | 230 | Q
66908 | WECC | Bonanza Solar and Storage Project | 64452 | EDF Renewables Development, Inc. | 36.558 | -115.799 | TBD | Unincorporated Clark | NV | 89060 | Clark | WECC | CISO | California Independent System Operator | Mixed | Batteries; Solar Photovoltaic | 2 | BZES; BZPV | 495 | 495 | 435 | NR | IPP Non-CHP | 230 | Q | [7 empty] | 780 | 195 | 195 | LIB
66918 | PJM | Trumbull Energy Center | 65835 | Clean Energy Future - Trumbull, LLC. | 41.1476 | -80.8525 | 7733 Tod Ave SW, | Warren | OH | 44481 | Trumbull | RFC | PJM | PJM Interconnection, LLC | Natural Gas | Natural Gas Fired Combined Cycle | 3 | GT11; GT12; STG | 1086 | 900.4 | 978.1 | NR | IPP Non-CHP | 345 | Q
66923 | WECC | SunZia Wind South | 56545 | Pattern Operators LP | 34.3518 | -105.5925 | 201 State Highway 247 | Corona | NM | 88318 | Lincoln | WECC |  |  | Wind | Onshore Wind Turbine | 1 | SZW-S | 2561.2 | 2561.2 | 2561.2 | NR | IPP Non-CHP | 345 | Q
66924 | WECC | SunZia Wind North | 56545 | Pattern Operators LP | 34.3518 | -105.5925 | 25191 US Hwy 285 | Clines Corner | NM | 87070 | Torrance | WECC |  |  | Wind | Onshore Wind Turbine | 1 | SZW-N | 1089 | 1089 | 1089 | NR | IPP Non-CHP | 345 | Q
66937 | MISO | IMPA Tipton 2 Solar Park | 9234 | Indiana Municipal Power Agency | 40.293 | -86.0598 | 983 West Industrial Drive | Tipton | IN | 46072 | Tipton | RFC | MISO | Midcontinent Independent Transmission System Operator, Inc.. | Solar | Solar Photovoltaic | 1 | TIPT2 | 2.7 | 2.7 | 2.7 | RE | Electric Utility | 12.47 | P
66938 | MISO | IMPA Veedersburg Solar Park | 9234 | Indiana Municipal Power Agency | 40.1094 | -87.2424 | 425 East Landfill Road | Veedersburg | IN | 47987 | Fountain | RFC | MISO | Midcontinent Independent Transmission System Operator, Inc.. | Solar | Solar Photovoltaic | 1 | VEED | 1.4 | 1.4 | 1.4 | RE | Electric Utility | 12.47 | P
66939 | MISO | IMPA Winamac Solar Park | 9234 | Indiana Municipal Power Agency | 41.0557 | -86.5768 | 1340 Indiana 14 | Winamac | IN | 46996 | Pulaski | RFC | MISO | Midcontinent Independent Transmission System Operator, Inc.. | Solar | Solar Photovoltaic | 1 | WINA | 3.3 | 3.3 | 3.3 | RE | Electric Utility | 12.47 | P
66948 | WECC | VS BC Pacific Gateway, LLC | 61980 | Valta Energy | 33.8532 | -118.2968 | 19681 Pacific Gateway Dr | Los Angeles | CA | 90502 | Los Angeles | WECC | CISO | California Independent System Operator | Solar | Solar Photovoltaic | 1 | VSPRC | 1.4 | 1.3 | 1.3 | NR | IPP Non-CHP | 34.5 | Q
66957 | WECC | CPA 2132 E Dominguez | 65869 | Prologis Logistics Services Incorporated | 33.8378 | -118.2312 | 2132 E Dominguez Street | Carson | CA | 90810 | Los Angeles | WECC | CISO | California Independent System Operator | Solar | Solar Photovoltaic | 1 | PE901 | 1 | 1 | 1 | NR | IPP Non-CHP | 15 | Q
66958 | MISO | Northern Prairie 1 | 50123 | Leeward Asset Management, LLC | 45.1318 | -92.3169 | TBD | St Croix | WI | 54013 | St Croix | MRO | MISO | Midcontinent Independent Transmission System Operator, Inc.. | Solar | Solar Photovoltaic | 1 | NOPR1 | 101 | 101 | 101 | NR | IPP Non-CHP | 161 | Q
66959 | WECC | CPA Wilmington 1 | 65869 | Prologis Logistics Services Incorporated | 33.8229 | -118.2456 | 22351 S Wilmington Ave | Carson | CA | 90745 | Los Angeles | WECC | CISO | California Independent System Operator | Solar | Solar Photovoltaic | 1 | PE001 | 1.8 | 1.8 | 1.8 | NR | IPP Non-CHP | 15 | Q
66960 | PJM | Blackford Solar | 50123 | Leeward Asset Management, LLC | 40.4161 | -85.2598 | TBD | Millgrove | IN | 47348 | Blackford | RFC | PJM | PJM Interconnection, LLC | Solar | Solar Photovoltaic | 1 | BLKSL | 150 | 150 | 150 | NR | IPP Non-CHP | 138 | Q
66968 | PJM | Blackford Wind | 50123 | Leeward Asset Management, LLC | 40.4021 | -85.3006 | TBD | Milgrove | IN | 47348 | Blackford | RFC | PJM | PJM Interconnection, LLC | Wind | Onshore Wind Turbine | 1 | BFW00 | 200 | 200 | 200 | NR | IPP Non-CHP |  | Q
66978 | MISO | MPW Solar 1 | 65871 | MPW Solar 1, LLC | 41.3849 | -91.0964 | 33rd Street S | Muscatine | IA | 52761 | Muscatine | MRO | MISO | Midcontinent Independent Transmission System Operator, Inc.. | Solar | Solar Photovoltaic | 1 | MS1 | 24 | 24 | 24 | NR | IPP Non-CHP | 69 | Q
67005 | MISO | Magnolia Power | 67226 | Magnolia Power Holdings LLC | 30.2526 | -91.1644 | 26620 Highway 405 | Plaquemine | LA | 70764 | Iberville | SERC | MISO | Midcontinent Independent Transmission System Operator, Inc.. | Natural Gas | Natural Gas Fired Combined Cycle | 1 | MAGU1 | 722.9 | 678.7 | 708.2 | NR | IPP Non-CHP | 500 | Q
67007 | PJM | Cardinal Solar, LLC | 65931 | Cardinal Solar, LLC | 41.34 | -79.7237 | 150 Double P Lane | Franklin | PA | 16323 | Venango | RFC | PJM | PJM Interconnection, LLC | Solar | Solar Photovoltaic | 1 | CARD | 20 | 20 | 20 | NR | IPP Non-CHP | 34.5 | Q
67022 | PJM | CPV Backbone Solar | 65936 | CPV Backbone Solar, LLC | 39.4424 | -79.2016 | 280 Sharpless Mine Road | Swanton | MD | 21561 | Garrett | RFC | PJM | PJM Interconnection, LLC | Solar | Solar Photovoltaic | 1 | BB1 | 175 | 160 | 160 | NR | IPP Non-CHP | 138 | Q
67038 | MISO | Quartz Solar, LLC | 65946 | Quartz Solar, LLC | 35.2085 | -90.7912 | 622 East C E Brawner Rd | Wynne | AR | 72396 | Cross | SERC | MISO | Midcontinent Independent Transmission System Operator, Inc.. | Solar | Solar Photovoltaic | 1 | QRTZ | 135 | 135 | 135 | NR | IPP Non-CHP | 161 | Q
67039 | WECC | Northern Orchard Solar PV, LLC | 65947 | Northern Orchard Solar PV, LLC | 35.1202 | -119.279 | 22202 South Lake Rd | Taft | CA | 93268 | Kern | WECC | CISO | California Independent System Operator | Mixed | Solar Photovoltaic; Batteries | 2 | NO1; NOBAT | 242 | 242 | 242 | NR | IPP Non-CHP | 230 | Q | [7 empty] | 368 | 92 | 92 | LIB
67075 | MISO | Forgeview Solar | 65981 | Forgeview Solar, LLC | 35.9459 | -89.869 | 5390 North County Road 761 | Blytheville | AR | 72315 | Mississippi | SERC | MISO | Midcontinent Independent Transmission System Operator, Inc.. | Solar | Solar Photovoltaic | 1 | FFOR1 | 200 | 200 | 200 | NR | IPP Non-CHP | 161 | Q
67076 | MISO | Flat Fork Solar | 65982 | Flat Fork Solar, LLC | 34.8828 | -91.1041 | 475 SFC 922 | Wheatley | AR | 72932 | St Francis | SERC | MISO | Midcontinent Independent Transmission System Operator, Inc.. | Solar | Solar Photovoltaic | 1 | FFOR1 | 200 | 200 | 200 | NR | IPP Non-CHP | 230 | Q
67088 | MISO | Amite Solar, LLC | 65997 | Amite Solar, LLC | 30.7977 | -90.5394 | 64753 I-55 Service Road | Roseland | LA | 70456 | Tangipahoa | SERC | MISO | Midcontinent Independent Transmission System Operator, Inc.. | Solar | Solar Photovoltaic | 1 | AMITE | 100 | 100 | 100 | NR | IPP Non-CHP | 115 | Q
67105 | WECC | Pastoria Solar | 66002 | Pastoria Solar Energy Company, LLC | 34.9552 | -118.8642 | 40995 Edmonston Pumping Plant | Lebec | CA | 93243 | Kern | WECC | CISO | California Independent System Operator | Mixed | Solar Photovoltaic; Batteries | 2 | CPP01; GEN1 | 185.2 | 185.2 | 185.2 | NR | IPP Non-CHP | 230 | Q | [7 empty] | 320 | 80 | 80 | LIB
67118 | WECC | Santee BESS | 16609 | San Diego Gas & Electric Co | 32.8549 | -116.9684 | TBD Mast Blvd | Santee | CA | 92071 | San Diego | WECC | CISO | California Independent System Operator | Battery | Batteries | 1 | 1 | 10 | 10 | 10 | RE | Electric Utility | 12 | I | [7 empty] | 10 | 10 | 10 | LIB
67152 | PJM | N Baker Road 2 | 60025 | Greenbacker Renewable Energy Corporation | 42.4359 | -89.9047 | 9433 N Baker Road | Lena | IL | 61048 | Stephenson | RFC | PJM | PJM Interconnection, LLC | Solar | Solar Photovoltaic | 1 | 680 | 2 | 2 | 2 | NR | IPP Non-CHP | 15 | Q
67153 | PJM | N Baker Road | 60025 | Greenbacker Renewable Energy Corporation | 42.4359 | -89.9035 | 9433 N Baker Road | Lena | IL | 61048 | Stephenson | RFC | PJM | PJM Interconnection, LLC | Solar | Solar Photovoltaic | 1 | 679 | 2 | 2 | 2 | NR | IPP Non-CHP | 12 | Q
67157 | WECC | Powell Solar | 49893 | Invenergy Services LLC | 44.2584 | -120.8895 | TBD | Prineville | OR | 97754 | Crook | WECC | PACW | PacifiCorp - West | Mixed | Batteries; Solar Photovoltaic | 2 | BESS1; PV1 | 76.4 | 76.4 | 76.4 | NR | IPP Non-CHP | 115 | Q | [7 empty] | 20.5 | 30 | 5 | OTH
67165 | MISO | Unbridled Solar | 62759 | National Grid Renewables | 37.652 | -87.552 | 8746 Knoblick Rd | Robards | KY | 42452 | Henderson | SERC | MISO | Midcontinent Independent Transmission System Operator, Inc.. | Solar | Solar Photovoltaic | 1 | UBSLR | 160 | 160 | 160 | NR | IPP Non-CHP | 161 | Q
67166 | PJM | Fayette Solar | 62759 | National Grid Renewables | 39.383 | -83.4 | 1383 Rolfe Road | Greenfield | OH | 45124 | Ross | RFC | PJM | PJM Interconnection, LLC | Solar | Solar Photovoltaic | 1 | FYTSL | 45 | 45 | 45 | NR | IPP Non-CHP | 69 | Q
67169 | WECC | Bear Creek Solar (CA) | 66054 | Solar Star Bear Creek, LLC | 37.9192 | -122.1863 | Bear Creek Road | Orinda | CA | 94563 | Contra Costa | WECC | CISO | California Independent System Operator | Solar | Solar Photovoltaic | 1 | EBMUD | 5 | 5 | 3.8 | NR | IPP Non-CHP | 12 | Q
67173 | PJM | Hoosier Line Wind | 50123 | Leeward Asset Management, LLC | 40.8512 | -86.9448 | 3772 W 700 N | Monon | IN | 47959 | White | RFC | PJM | PJM Interconnection, LLC | Wind | Onshore Wind Turbine | 1 | HLW00 | 180 | 180 | 180 | NR | IPP Non-CHP | 115 | Q
67174 | WECC | Chihuahuan Desert Solar | 5701 | El Paso Electric Co | 31.5605 | -106.2586 | 13661 Chicken Ranch Road | San Elizario | TX | 79849 | El Paso | WECC | EPE | El Paso Electric Company | Solar | Solar Photovoltaic | 1 | 10TXC | 10 | 10 | 10 | RE | Electric Utility | 13.8 | I
67177 | WECC | Felina | 5701 | El Paso Electric Co | 31.5446 | -106.0376 | TBD | Fabens | TX | 79838 | El Paso | WECC | EPE | El Paso Electric Company | Solar | Solar Photovoltaic | 1 | PV150 | 153 | 150 | 150 | RE | Electric Utility | 115 | I
67183 | WECC | Franklin Battery Storage | 9191 | Idaho Power Co | 42.193 | -114.6101 | TBD | Twin Falls | ID | 83302 | Twin Falls | WECC | IPCO | Idaho Power Company | Battery | Batteries | 1 | FRBS | 60 | 60 | 60 | RE | Electric Utility | 345 | I | [7 empty] | 240 | 15 | 60 | FLB
67184 | WECC | Beehive Energy Storage | 66053 | Beehive Energy Storage, LLC | 33.8004 | -112.2725 | North of Old Carefree Hwy. | Peoria | AZ | 85383 | Maricopa | WECC | AZPS | Arizona Public Service Company | Battery | Batteries | 1 | BHV1 | 250 | 250 | 250 | NR | IPP Non-CHP | 230 | Q | [7 empty] | 1000 | 250 | 250 | LIB
67197 | MISO | Surrey Road | 60025 | Greenbacker Renewable Energy Corporation | 43.8585 | -84.7489 | 4770 E. Surrey Rd | Clare | MI | 48617 | Clare | RFC | MISO | Midcontinent Independent Transmission System Operator, Inc.. | Solar | Solar Photovoltaic | 1 | 643 | 2 | 2 | 2 | NR | IPP Non-CHP | 14.4 | Q
67204 | WECC | Quail Ranch Solar and BESS | 66087 | Quail Ranch Solar and Battery Energy Storage System | 35.1991 | -106.8566 | 9951 Paseo del Volcan SW | Rio Rancho | NM | 87124 | Bernalillo | WECC | PNM | Public Service Company of New Mexico | Mixed | Batteries; Solar Photovoltaic | 2 | QRBES; QRPV | 200 | 200 | 200 | NR | IPP Non-CHP | 345 | Q | [7 empty] | 400 | 100 | 100 | LIB
67211 | WECC | Matrix Pleasant Valley | 66094 | Pleasant Valley Solar, LLC | 43.3036 | -115.9893 | TBD | Boise | ID | 83716 | Ada | WECC | IPCO | Idaho Power Company | Solar | Solar Photovoltaic | 1 | MRPV | 200 | 200 | 200 | NR | IPP Non-CHP | 230 | Q
67215 | PJM | Sun Ridge Solar | 66076 | Sun Ridge Solar, LLC | 38.3149 | -78.7446 | TBD | Elkton | VA | 22828 | Rockingham | SERC | PJM | PJM Interconnection, LLC | Solar | Solar Photovoltaic | 1 | ENX25 | 50 | 50 | 50 | NR | IPP Non-CHP | 115 | Q
67216 | PJM | Shifting Sands Solar, LLC | 66077 | Shifting Sands Solar, LLC | 36.6162 | -79.8494 | TBD | Ridgeway | VA | 24148 | Henry | SERC | PJM | PJM Interconnection, LLC | Solar | Solar Photovoltaic | 1 | ENX24 | 18.8 | 18.8 | 18.8 | NR | IPP Non-CHP | 34.5 | Q
67217 | PJM | Sunny Rock Solar, LLC | 66078 | Sunny Rock Solar, LLC | 36.6087 | -79.8799 | TBD | Martinsville | VA | 24112 | Henry | SERC | PJM | PJM Interconnection, LLC | Solar | Solar Photovoltaic | 1 | ENX23 | 20 | 20 | 20 | NR | IPP Non-CHP | 34.5 | Q
67218 | PJM | River Trail Solar, LLC | 66079 | River Trail Solar, LLC | 36.7095 | -80.8851 | TBD | Galax | VA | 24333 | Carroll | SERC | PJM | PJM Interconnection, LLC | Solar | Solar Photovoltaic | 1 | ENX22 | 20 | 20 | 20 | NR | IPP Non-CHP | 34.5 | Q
67219 | PJM | Prairie Solar (VA) | 66080 | Prairie Solar, LLC (VA) | 36.8802 | -76.6093 | TBD | Windsor | VA | 23487 | Isle of Wight | SERC | PJM | PJM Interconnection, LLC | Solar | Solar Photovoltaic | 1 | ENX21 | 20 | 20 | 20 | NR | IPP Non-CHP | 34.5 | Q
67229 | WECC | Trestles Grid LLC | 66105 | Trestles Grid LLC | 33.7423 | -117.1611 | TBD | Menifee | CA | 92585 | Riverside | WECC | CISO | California Independent System Operator | Battery | Batteries | 1 | HGLPT | 150 | 150 | 150 | NR | IPP Non-CHP | 115 | Q | [7 empty] | 300 | 150 | 150 | LIB
67230 | WECC | Carne Energy Storage, LLC | 66107 | Carne Energy Storage, LLC | 32.3148 | -107.678 | Township 23 South | Deming | NM | 88031 | Luna | WECC | EPE | El Paso Electric Company | Battery | Batteries | 1 | CS | 130 | 130 | 130 | NR | IPP Non-CHP | 345 | Q | [7 empty] | 260 | 65 | 65 | LIB
67231 | MISO | Hinds Solar, LLC | 66108 | Hinds Solar, LLC | 32.4162 | -90.3889 | Jimmy Williams RD | Jackson | MS | 39201 | Hinds | SERC | MISO | Midcontinent Independent Transmission System Operator, Inc.. | Solar | Solar Photovoltaic | 1 | HS | 150 | 150 | 150 | NR | IPP Non-CHP | 230 | Q
67234 | WECC | Lara 2 Hybrid | 60059 | ZGlobal Inc | 36.9894 | -120.8781 | 20685 S. Ortigalita Road | Los Banos | CA | 93635 | Merced | WECC | CISO | California Independent System Operator | Mixed | Batteries; Solar Photovoltaic | 2 | LARAB; LARAS | 1.6 | 1.6 | 1.6 | NR | IPP Non-CHP | 12.47 | Q | [7 empty] | 3.7 | 0.6 | 0.6 | LIB
67252 | PJM | Foul Rift Solar Farm | 56990 | NJR Clean Energy Ventures Corporation | 40.8 | -75.09 | 46 Foul Rift Road | White Twp | NJ | 7823 | Warren | RFC | PJM | PJM Interconnection, LLC | Solar | Solar Photovoltaic | 1 | FLRFT | 15.4 | 15.4 | 15.4 | NR | IPP Non-CHP | 34.5 | Q
67253 | MISO | Cherry Valley | 60025 | Greenbacker Renewable Energy Corporation | 42.24 | -88.9308 | 46 US Route 20 | Cherry Valley | IL | 61016 | Boone | SERC | MISO | Midcontinent Independent Transmission System Operator, Inc.. | Solar | Solar Photovoltaic | 1 | 761 | 12.5 | 12.5 | 12.5 | NR | IPP Non-CHP | 24 | Q
67255 | MISO | Tully 1 | 60025 | Greenbacker Renewable Energy Corporation | 41.303 | -88.5071 | 5239 W Duppount Rd | Morris | IL | 60450 | Grundy | SERC | MISO | Midcontinent Independent Transmission System Operator, Inc.. | Solar | Solar Photovoltaic | 1 | 814 | 2 | 2 | 2 | NR | IPP Non-CHP | 34.5 | Q
67257 | WECC | Bear Valley Battery Plant | 17612 | Bear Valley Electric Service | 34.25 | -116.86 | 42020 Garstin Dr | Big Bear Lake | CA | 92315 | San Bernardino | WECC | CISO | California Independent System Operator | Battery | Batteries | 1 | BVEB1 | 5 | 5 | 5 | RE | Electric Utility | 34.5 | I | [7 empty] | 5 | 5 | 5 | LIB
67258 | WECC | Bear Valley Solar Plant | 17612 | Bear Valley Electric Service | 34.25 | -116.81 | 2151 Erwin Ranch Rd. | Big Bear City | CA | 92314 | San Bernardino | WECC | CISO | California Independent System Operator | Solar | Solar Photovoltaic | 1 | BVES1 | 5 | 5 | 5 | RE | Electric Utility | 4.16 | I
67260 | WECC | Solar PV Development NM 18 II LLC | 66141 | Solar PV Development NM 18 II LLC | 32.3148 | -107.678 | Township 23 South | Deming | NM | 88031 | Luna | WECC | EPE | El Paso Electric Company | Solar | Solar Photovoltaic | 1 | SPD | 130 | 130 | 130 | NR | IPP Non-CHP | 345 | Q
67264 | PJM | Jackson Pike WWTP Cogen Engines | 4065 | City of Columbus - (OH) | 39.9112 | -83.0165 | 2104 Jackson Pike | Columbus | OH | 43223 | Franklin | RFC | PJM | PJM Interconnection, LLC | Other | Other Waste Biomass | 2 | 1; 2 | 2.8 | 2.8 | 2.8 | RE | Electric Utility | 14.4 | M
67265 | PJM | CHP Plant | 66127 | Howard University | 38.9203 | -77.021 | 2240 6th Street NW | Washington | DC | 20059 | District of Columbia | RFC | PJM | PJM Interconnection, LLC | Natural Gas | Natural Gas Fired Combustion Turbine | 1 | CTG-1 | 5.7 | 5.3 | 5.3 | NR | IPP CHP | 13.8 | Q
67277 | WECC | Bishop Ranch - BR 15-DD | 66143 | Alcosta Boulevard BR 15-DD Solar Project 2020, LLC | 37.7729 | -121.9595 | 12647 Alcosta Blvd. | San Ramon | CA | 94583 | Contra Costa | WECC | CISO | California Independent System Operator | Mixed | Batteries; Solar Photovoltaic | 3 | 4657B; 4657C; 4657R | 1.1 | 1.1 | 1.1 | NR | IPP Non-CHP | 0.48 | Q | [7 empty] | 1.1 | 0.5 | 0.5 | LIB
67278 | WECC | Bishop Ranch - BR 2600 | 66144 | Camino Ramon BR 2600 Solar Project 2020, LLC | 37.7663 | -121.9617 | 2700 Camino Ramon | San Ramon | CA | 94583 | Contra Costa | WECC | CISO | California Independent System Operator | Mixed | Batteries; Solar Photovoltaic | 3 | 4146B; 4146C; 4147R | 2.8 | 2.8 | 2.8 | NR | IPP Non-CHP | 0.48 | Q | [7 empty] | 2.1 | 1.1 | 1.1 | LIB
67283 | WECC | Six Flags Magic Mountain | 66149 | Magic Mountain Parkway Solar Project 2023, LLC | 34.4282 | -118.5993 | 26101 Magic Mountain Parkway | Valencia | CA | 91355 | Los Angeles | WECC | CISO | California Independent System Operator | Mixed | Solar Photovoltaic; Batteries | 2 | 6569; 6569B | 12 | 12 | 12 | NR | IPP Non-CHP | 16.34 | Q | [7 empty] | 7.8 | 2 | 2 | LIB
67287 | WECC | Dos Palos Clean Power | 66124 | Dos Palos Clean Power, LLC | 37.0026 | -120.6382 | 19553 Elgin Ave | Dos Palos | CA | 93620 | Merced | WECC | CISO | California Independent System Operator | Solar | Solar Photovoltaic | 1 | DOSP | 3 | 3 | 3 | NR | IPP Non-CHP | 12 | Q
67288 | WECC | Foster Clean Power A | 66125 | Foster Clean Power A, LLC | 40.8823 | -124.1012 | 2428 Foster Ave | Arcata | CA | 95521 | Humboldt | WECC | CISO | California Independent System Operator | Mixed | Batteries; Solar Photovoltaic | 2 | BESSA; FOSTA | 4.3 | 4.3 | 4.3 | NR | IPP Non-CHP | 12 | Q | [7 empty] | 5.2 | 1.3 | 1.3 | LIB
67289 | WECC | Cedar Springs Wind IV | 66129 | Cedar Springs Wind IV, LLC | 43.1008 | -105.7115 | 1179 Ross Road | Douglas | WY | 82633 | Converse | WECC | WACM | Western Area Power Administration - Rocky Mountain Region | Wind | Onshore Wind Turbine | 1 | CS4 | 390.4 | 390.4 | 390.4 | NR | IPP Non-CHP | 230 | Q
67291 | WECC | Sun Streams 4 | 66152 | Sun Streams Expansion, LLC | 33.3613 | -112.7801 | 34322 W Salome Highway | Tonopah | AZ | 85354 | Maricopa | WECC | AZPS | Arizona Public Service Company | Mixed | Solar Photovoltaic; Batteries | 2 | GEN01; GEN02 | 600 | 600 | 600 | NR | IPP Non-CHP | 525 | Q | [7 empty] | 1200 | 300 | 300 | LIB
67299 | WECC | Pome BESS | 61944 | MN8 Energy LLC | 32.94 | -117.0319 | 13830 Danielson Street | Poway | CA | 92064 | San Diego | WECC | CISO | California Independent System Operator | Battery | Batteries | 1 | 10101 | 100 | 100 | 100 | NR | IPP Non-CHP | 138 | Q | [7 empty] | 400 | 100 | 100 | LIB
67320 | SPP | Russell | 18315 | Sunflower Electric Power Corp | 38.8938 | -98.7942 | 18835 Balta Lane | Russell | KS | 67665 | Russell | MRO | SWPP | Southwest Power Pool | Solar | Solar Photovoltaic | 1 | 1 | 20.4 | 20 | 16.5 | RE | Electric Utility | 115 | C
67321 | WECC | Yuma Solar + Storage | 49893 | Invenergy Services LLC | 32.6424 | -114.4292 | TBD | Fortuna Foothills | AZ | 86300 | Yuma | WECC | AZPS | Arizona Public Service Company | Mixed | Batteries; Solar Photovoltaic | 2 | BESS1; PV1 | 137 | 137 | 137 | NR | IPP Non-CHP | 69 | Q | [7 empty] | 268 | 70 | 67 | LIB
67322 | WECC | Mamm Creek | 64904 | AES Clean Energy | 39.5266 | -107.698 | Mamm Creek Road (CR315) | Silt | CO | 81652 | Garfield | WECC | PSCO | Public Service Company of Colorado | Mixed | Batteries; Solar Photovoltaic | 2 | MCESS; MCSCO | 22.4 | 20 | 20 | NR | IPP Non-CHP | 24.9 | Q | [7 empty] | 20 | 10 | 10 | LIB
67323 | WECC | High Mesa CO | 64904 | AES Clean Energy | 39.3959 | -108.0733 | 1691 County Road 300 | Parachute | CO | 81635 | Garfield | WECC | PSCO | Public Service Company of Colorado | Mixed | Batteries; Solar Photovoltaic | 2 | HMESS; HMSCO | 22.4 | 20 | 20 | NR | IPP Non-CHP | 24.9 | Q | [7 empty] | 20 | 10 | 10 | LIB
67328 | WECC | Pluto Energy Storage | 66169 | Pluto Energy Storage, LLC | 33.4096 | -112.4116 | 4050 S Sarival Ave | Goodyear | AZ | 85338 | Maricopa | WECC | AZPS | Arizona Public Service Company | Battery | Batteries | 1 | PLUTO | 75 | 75 | 75 | NR | IPP Non-CHP | 69 | Q | [7 empty] | 300 | 75 | 75 | LIB
67342 | PJM | Carvers Creek Solar | 66174 | Carvers Creek, LLC | 37.5619 | -76.6054 | 4374 Glenns Road | Gloucester | VA | 23061 | Gloucester | SERC | PJM | PJM Interconnection, LLC | Solar | Solar Photovoltaic | 1 | CARV2 | 99 | 99 | 99 | NR | IPP Non-CHP | 115 | Q
67347 | PJM | Osagrove Flats Wind | 15399 | Avangrid Power LLC | 40.9414 | -88.9715 | 996 N 1st Road | Dana | IL | 61321 | LaSalle | RFC | PJM | PJM Interconnection, LLC | Wind | Onshore Wind Turbine | 1 | OF1 | 3 | 150 | 150 | NR | IPP Non-CHP | 150 | Q
67348 | PJM | CPV Rogue's Wind, LLC | 66180 | CPV Rogue's Wind, LLC | 40.6981 | -78.6633 | 1112 St Lawrence Rd | Patton | PA | 16668 | Cambria | RFC | PJM | PJM Interconnection, LLC | Wind | Onshore Wind Turbine | 1 | ROGUE | 114 | 109.9 | 109.9 | NR | IPP Non-CHP | 115 | Q
67352 | PJM | CPV County Line Solar, LLC | 66181 | CPV County Line Solar, LLC | 37.1045 | -78.4029 | TBD | Madisonville | VA | 23923 | Charlotte | SERC | PJM | PJM Interconnection, LLC | Solar | Solar Photovoltaic | 1 | CPVCL | 150 | 150 | 150 | NR | IPP Non-CHP | 115 | Q
67360 | WECC | Hat Creek Bioenergy | 66172 | Hat Creek Bioenergy, LLC | 40.9878 | -121.6225 | 24339 Ca Hwy 89 | Burney | CA | 96013 | Shasta | WECC | CISO | California Independent System Operator | Other | Wood/Wood Waste Biomass | 1 | HAT01 | 3.6 | 3 | 3 | NR | IPP Non-CHP | 12 | Q
67361 | WECC | Dove Solar CSG | 60970 | SunShare Management | 40.318 | -104.8914 | County Road 19 | Johnstown | CO | 80645 | Weld | WECC | PSCO | Public Service Company of Colorado | Solar | Solar Photovoltaic | 1 | DOVES | 5 | 5 | 5 | NR | IPP Non-CHP | 13.2 | Q
67362 | WECC | Lark Bunting Solar CSG | 60970 | SunShare Management | 40.3117 | -104.7714 | 15250 County Road 46 | Platteville | CO | 80651 | Weld | WECC | PSCO | Public Service Company of Colorado | Solar | Solar Photovoltaic | 1 | LARKS | 5 | 5 | 5 | NR | IPP Non-CHP | 12.5 | Q
67364 | WECC | BecLee Solar CSG | 60970 | SunShare Management | 40.4711 | -104.6514 | 21417 County Road 66 | Greely | CO | 80631 | Weld | WECC | PSCO | Public Service Company of Colorado | Solar | Solar Photovoltaic | 1 | BECLS | 5 | 5 | 5 | NR | IPP Non-CHP | 12.5 | Q
67379 | MISO | Whitetail Wind Farm | 49893 | Invenergy Services LLC | 42.9514 | -90.4407 | 389 Ebenezer Rd | Montford | WI | 53569 | Grant | MRO | MISO | Midcontinent Independent Transmission System Operator, Inc.. | Wind | Onshore Wind Turbine | 1 | 1 | 67.2 | 67.2 | 67.2 | NR | IPP Non-CHP | 138 | Q
67391 | PJM | KE73 | 61227 | Nautilus Solar Solutions | 39.2348 | -75.5628 | 1088 Fast Landing Rd | Dover | DE | 19901 | Kent | RFC | PJM | PJM Interconnection, LLC | Solar | Solar Photovoltaic | 1 | SC | 4 | 4 | 4 | NR | IPP Non-CHP | 24.95 | Q
67393 | PJM | Livingston Crossing (CSG) | 61227 | Nautilus Solar Solutions | 38.6969 | -76.9782 | 14203 Livingston Rd | Clinton | MD | 20735 | Prince Georges | RFC | PJM | PJM Interconnection, LLC | Solar | Solar Photovoltaic | 1 | SC | 2 | 2 | 2 | NR | IPP Non-CHP | 13.8 | Q
67444 | PJM | Cherrywood Solar I | 66211 | Cherrywood Solar, LLC | 39.0078 | -75.783 | TBD | Greensboro | MD | 21639 | Caroline | RFC | PJM | PJM Interconnection, LLC | Solar | Solar Photovoltaic | 1 | 6794 | 145 | 145 | 145 | NR | IPP Non-CHP | 230 | Q
67445 | WECC | Logan City 2 | 11135 | City of Logan - (UT) | 41.6998 | -111.8598 | 980 W 1800 S | Logan | UT | 84321 | Cache | WECC | PACE | PacifiCorp - East | Natural Gas | Natural Gas Fired Combustion Turbine | 4 | 1; 2; 3; 4 | 10 | 10 | 10 | RE | Electric Utility | 12 | M
67454 | WECC | Scatter Wash 1 | 67092 | Scatter Wash Energy Storage, LLC | 33.7126 | -112.082 | 24905 N 7th Avenue | Phoenix | AZ | 85310 | Maricopa | WECC | AZPS | Arizona Public Service Company | Battery | Batteries | 1 | SW1 | 170 | 170 | 170 | NR | IPP Non-CHP | 230 | Q | [7 empty] | 680 | 170 | 170 | LIB
67455 | WECC | Scatter Wash 2 | 67092 | Scatter Wash Energy Storage, LLC | 33.7122 | -112.082 | 24905 N 7th Avenue | Phoenix | AZ | 85310 | Maricopa | WECC | AZPS | Arizona Public Service Company | Battery | Batteries | 1 | SW2 | 85 | 85 | 85 | NR | IPP Non-CHP | 69 | Q | [7 empty] | 340 | 85 | 85 | LIB
67474 | WECC | Harquahala 2 | 66217 | Copia Power | 33.46 | -113.11 | 1219 491st ave | Tonopah | AZ | 45354 | Maricopa | WECC | AZPS | Arizona Public Service Company | Mixed | Batteries; Solar Photovoltaic | 2 | BESS1; PV1 | 600 | 600 | 600 | NR | IPP Non-CHP | 250 | Q | [7 empty] | 1200 | 37.1 | 37.5 | LIB
67497 | WECC | Hornshadow Solar, LLC | 66059 | Hornshadow Solar, LLC | 39.1824 | -110.9772 | Wilsonville Road | Castle Dale | UT | 84513 | Emery | WECC | PACE | PacifiCorp - East | Solar | Solar Photovoltaic | 1 | HSL | 100 | 100 | 100 | NR | IPP Non-CHP | 345 | Q
67498 | WECC | McFarland C | 64904 | AES Clean Energy | 32.946 | -113.4916 | 67201 E. Palomas Road, Unit C | Dateland | AZ | 85333 | Yuma | WECC | CISO | California Independent System Operator | Battery | Batteries | 1 | MCFRC | 185 | 185 | 185 | NR | IPP Non-CHP | 500 | Q | [7 empty] | 740 | 185 | 185 | LIB
67501 | WECC | Green River Energy Center - Hybrid | 66232 | Green River Energy Center, LLC | 38.9987 | -111.1172 | 4800 N Moore Rd | Emery | UT | 84522 | Emery | WECC | PACE | PacifiCorp - East | Mixed | Batteries; Solar Photovoltaic | 2 | GRBS; GRPV | 800 | 800 | 800 | NR | IPP Non-CHP | 345 | Q | [7 empty] | 1600 | 400 | 400 | LIB
67503 | WECC | Serrano | 66226 | Serrano Solar, LLC | 32.5024 | -111.3037 | 16750 | Marana | AZ | 85653 | Pima | WECC | AZPS | Arizona Public Service Company | Mixed | Solar Photovoltaic; Batteries | 2 | GEN01; GEN02 | 383.8 | 383.8 | 383.8 | NR | IPP Non-CHP | 230 | Q | [7 empty] | 855 | 100 | 213.8 | LIB
67510 | WECC | Lockhart Solar PV IV, LLC | 61950 | Terra-Gen Operating Co-Solar | 35.0319 | -117.3379 | 43880 Harper Lake Road | Hinkley | CA | 92347 | San Bernardino | WECC | CISO | California Independent System Operator | Solar | Solar Photovoltaic | 1 | LOC4 | 80 | 80 | 80 | NR | IPP Non-CHP | 220 | Q
67511 | WECC | Hornshadow Solar II, LLC | 66070 | Hornshadow Solar II, LLC | 39.1824 | -110.9772 | Wilsonville Road | Castle Dale | UT | 84513 | Emery | WECC | PACE | PacifiCorp - East | Solar | Solar Photovoltaic | 1 | HS2L | 200 | 200 | 200 | NR | IPP Non-CHP | 245 | Q
67528 | WECC | Milagro Solar I | 66250 | Milagro Solar I, LLC | 31.796 | -106.642 | 130 Cattleman Dr | Santa Teresa | NM | 88008 | Dona Ana | WECC | EPE | El Paso Electric Company | Mixed | Batteries; Solar Photovoltaic | 2 | MLRBS; MLRPV | 225 | 225 | 225 | NR | IPP Non-CHP | 115 | Q | [7 empty] | 300 | 15 | 15 | LIB
67539 | MISO | Nortera Customer Hosted Solar | 20856 | Wisconsin Power & Light Co | 43.7362 | -88.862 | 100 Main Street | Fairwater | WI | 53931 | Fond du Lac | MRO | MISO | Midcontinent Independent Transmission System Operator, Inc.. | Solar | Solar Photovoltaic | 1 | PV1 | 1.6 | 1.6 | 1.6 | RE | Electric Utility | 12.47 | I
67540 | MISO | UW Kegonsa Customer Hosted Solar | 20856 | Wisconsin Power & Light Co | 42.9576 | -89.2924 | 3725 Schneider Drive | Stoughton | WI | 53589 | Dane | MRO | MISO | Midcontinent Independent Transmission System Operator, Inc.. | Solar | Solar Photovoltaic | 1 | PV1 | 2.3 | 2.3 | 2.3 | RE | Electric Utility | 12.47 | I
67541 | MISO | Bayou Power Station | 11241 | Entergy Louisiana LLC | 29.214 | -90.2193 | 209 Moore Rd | Golden Meadow | LA | 70357 | Lafourche | SERC | MISO | Midcontinent Independent Transmission System Operator, Inc.. | Natural Gas | Natural Gas Internal Combustion Engine | 6 | RICE1; RICE2; RICE3; RICE4; RICE5; RICE6 | 112.8 | 112.8 | 112.8 | RE | Electric Utility | 115 | I
67546 | MISO | USS Golden Spike Solar LLC | 65173 | United States Solar Corporation | 45.6242 | -94.0636 | 5057 Golden Spike Rd NE | Sauk Rapids | MN | 56379 | Benton | MRO | MISO | Midcontinent Independent Transmission System Operator, Inc.. | Solar | Solar Photovoltaic | 1 | USGSP | 1 | 1 | 1 | NR | IPP Non-CHP | 34.5 | Q
67549 | WECC | Kuna BESS | 66265 | Kuna BESS, LLC | 43.49 | -116.42 | 411 S Swan Falls Rd | Kuna | ID | 83634 | Ada | WECC | IPCO | Idaho Power Company | Battery | Batteries | 1 | 1 | 150 | 150 | 150 | NR | IPP Non-CHP | 138 | Q | [7 empty] | 600 | 150 | 150 | LIB
67551 | MISO | Vista Sands Solar | 66259 | Vista Sands Solar LLC | 44.4463 | -89.5763 | TBD | Plover | WI | 54467 | Portage | MRO | MISO | Midcontinent Independent Transmission System Operator, Inc.. | Solar | Solar Photovoltaic | 1 | VISTA | 1182 | 1182 | 1182 | NR | IPP Non-CHP | 345 | Q
67557 | PJM | Sicklerville Landfill | 56990 | NJR Clean Energy Ventures Corporation | 39.7 | -74.98 | 739 Sicklerville Rd | Monroe | NJ | 8094 | Gloucester | RFC | PJM | PJM Interconnection, LLC | Solar | Solar Photovoltaic | 1 | SKLDF | 2.3 | 2.3 | 2.3 | NR | IPP Non-CHP | 12.47 | Q
67565 | WECC | East Road Storage Project | 66266 | Form Energy Inc. | 39.25 | -123.196 | 7399 East Road | Redwood Valley | CA | 95470 | Mendocino | WECC | CISO | California Independent System Operator | Battery | Batteries | 1 | CEC01 | 5 | 5 | 5 | NR | IPP Non-CHP | 12.47 | COM | [7 empty] | 500 | 5 | 5 | MAB
67573 | WECC | Happy Valley Battery Storage | 9191 | Idaho Power Co | 43.5507 | -116.5116 | 1912 S. Happy Valley Rd. | Nampa | ID | 83687 | Canyon | WECC | IPCO | Idaho Power Company | Battery | Batteries | 1 | HPVY | 82 | 82 | 82 | RE | Electric Utility | 138 | I | [7 empty] | 328 | 15 | 82 | FLB
67576 | MISO | Castle Bluff Energy Center | 19436 | Union Electric Co - (MO) | 38.4017 | -90.3358 | 8200 Fine Road | St. Louis | MO | 63129 | St Louis | SERC | MISO | Midcontinent Independent Transmission System Operator, Inc.. | Natural Gas | Natural Gas Fired Combustion Turbine | 3 | 1; 2; 3 | 648 | 525 | 543 | RE | Electric Utility | 138 | I
67583 | PJM | DC Water | 64516 | Azimuth 180 Solar Electric, LLC | 38.91 | -76.99 | 1450 Brentwood Pkwy NE | Washington | DC | 20002 | District of Columbia | RFC | PJM | PJM Interconnection, LLC | Solar | Solar Photovoltaic | 1 | DCWAT | 1.3 | 1.3 | 1.3 | NR | IPP Non-CHP | 13.8 | Q
67591 | WECC | NV - Nokomis - CHI | 66279 | CHI NV Solar LLC | 36.7897 | -114.1375 | 1775 W Pioneer Blvd | Mesquite | NV | 89034 | Clark | WECC | NEVP | Nevada Power Company | Solar | Solar Photovoltaic | 1 | CHINV | 3 | 3 | 3 | NR | IPP Non-CHP | 12.47 | Q
67623 | PJM | Lilly Pond Road Solar 1, LLC | 61194 | Generate Capital | 42.2765 | -88.3868 | 3601 Lily Pond Road | Woodstock | IL | 60098 | McHenry | MRO | PJM | PJM Interconnection, LLC | Solar | Solar Photovoltaic | 1 | 11111 | 2 | 2 | 2 | NR | IPP Non-CHP | 12.47 | Q
67624 | PJM | Freeport 18th Solar | 61194 | Generate Capital | 42.2881 | -89.5871 | 2240 South 18th Avenue | Freeport | IL | 61032 | Stephenson | MRO | PJM | PJM Interconnection, LLC | Solar | Solar Photovoltaic | 1 | 11084 | 2 | 2 | 2 | NR | IPP Non-CHP | 12.47 | Q
67637 | PJM | Gillard | 61060 | Cypress Creek Renewables | 41.194 | -88.2945 | 6300 IL-53 | Gardner | IL | 60424 | Grundy | RFC | PJM | PJM Interconnection, LLC | Solar | Solar Photovoltaic | 1 | GILLD | 5 | 5 | 5 | NR | IPP Non-CHP | 34.5 | Q
67643 | PJM | Solitude | 61060 | Cypress Creek Renewables | 41.1302 | -89.0441 | 1375 E 6th Rd | Lostant | IL | 61334 | LaSalle | RFC | PJM | PJM Interconnection, LLC | Solar | Solar Photovoltaic | 1 | SOLIT | 5 | 5 | 5 | NR | IPP Non-CHP | 34.5 | Q
67644 | MISO | Towanda | 61060 | Cypress Creek Renewables | 40.4342 | -89.0623 | 3907 Stringtown Rd | Shirley | IL | 61772 | McLean | SERC | MISO | Midcontinent Independent Transmission System Operator, Inc.. | Solar | Solar Photovoltaic | 1 | TWNDA | 5 | 5 | 5 | NR | IPP Non-CHP | 12.47 | Q
67645 | MISO | Varnsen | 61060 | Cypress Creek Renewables | 42.3158 | -89.3131 | 13758 Saunders Road | Pecatonica | IL | 61063 | Winnebago | SERC | MISO | Midcontinent Independent Transmission System Operator, Inc.. | Solar | Solar Photovoltaic | 1 | TWNDA | 5 | 5 | 5 | NR | IPP Non-CHP | 12.47 | Q
67647 | PJM | Kinglet | 61060 | Cypress Creek Renewables | 38.3505 | -77.4762 | 472 Truslow Rd | Fredericksburg | VA | 98936 | Stafford | SERC | PJM | PJM Interconnection, LLC | Solar | Solar Photovoltaic | 1 | KINGL | 5 | 5 | 5 | NR | IPP Non-CHP | 34.5 | Q
67648 | WECC | Rio Vista Solar | 66305 | Rio Vista Executive Boat & RV Storage, LLC | 38.1649 | -121.6847 | 302 River Rd | Rio Vista | CA | 94571 | Solano | WECC | CISO | California Independent System Operator | Solar | Solar Photovoltaic | 1 | 30200 | 2.7 | 2.7 | 2.7 | NR | Commercial Non-CHP | 21.6 | COM
67653 | WECC | Carriger | 61060 | Cypress Creek Renewables | 45.8777 | -120.8865 | Knight Road | Goldendale | WA | 98620 | Klickitat | WECC | BPAT | Bonneville Power Administration | Solar | Solar Photovoltaic | 1 | CARRI | 160 | 160 | 160 | NR | IPP Non-CHP | 115 | Q
67655 | WECC | Elk Run | 61060 | Cypress Creek Renewables | 37.4546 | -104.4887 | Co Rd 75 & Co Rd 60 | Aguilar | CO | 81020 | Las Animas | WECC | PSCO | Public Service Company of Colorado | Solar | Solar Photovoltaic | 1 | ELKRN | 200 | 200 | 200 | NR | IPP Non-CHP | 230 | Q
67662 | PJM | Payton | 61060 | Cypress Creek Renewables | 41.2642 | -89.8752 | 29546 N 750 Ave | Kewanee | IL | 61443 | Henry | RFC | PJM | PJM Interconnection, LLC | Solar | Solar Photovoltaic | 1 | PAYTN | 70 | 70 | 70 | NR | IPP Non-CHP | 138 | Q
67666 | WECC | Sundance (CO) | 61060 | Cypress Creek Renewables | 39.4148 | -104.4481 | 11000-12000 Co Rd. 154 | Kiowa | CO | 80117 | Elbert | WECC | PSCO | Public Service Company of Colorado | Solar | Solar Photovoltaic | 1 | SUNDN | 74.9 | 74.9 | 74.9 | NR | IPP Non-CHP | 115 | Q
67669 | WECC | Arlington Battery Energy Storage System | 17470 | PUD No 1 of Snohomish County | 48.1562 | -122.1437 | 17601 63rd Ave NE | Arlington | WA | 98223 | Snohomish | WECC | BPAT | Bonneville Power Administration | Battery | Batteries | 1 | ABESS | 25 | 25 | 25 | RE | Electric Utility | 12.47 | P | [7 empty] | 100 | 25 | 25 | LIB
67671 | PJM | MD BALTIMORE 4851 HOLABIRD AVE | 66304 | PFMD LL Baltimore LLC | 39.2695 | -76.5535 | 4851 HOLABIRD AVE | Baltimore | MD | 21224 | Baltimore | RFC | PJM | PJM Interconnection, LLC | Solar | Solar Photovoltaic | 1 | 21376 | 1.8 | 1.8 | 1.8 | NR | IPP Non-CHP | 0.48 | Q
67675 | PJM | Northumberland Solar | 66316 | Northumberland Solar, LLC | 40.9872 | -76.834 | TBD | Milton | PA | 17729 | Northumberland | RFC | PJM | PJM Interconnection, LLC | Solar | Solar Photovoltaic | 1 | ENX33 | 65 | 65 | 65 | NR | IPP Non-CHP | 69 | Q
67676 | WECC | Zeta Solar & Storage | 66318 | Zeta Solar, LLC | 36.9119 | -120.8101 | TBD | Los Banos | CA | 93635 | Merced | WECC | CISO | California Independent System Operator | Mixed | Solar Photovoltaic; Batteries | 2 | GEN01; GEN02 | 150 | 150 | 150 | NR | IPP Non-CHP | 70 | Q | [7 empty] | 300 | 75 | 75 | LIB
67677 | MISO | Heartwood Solar | 66319 | Heartwood Solar, LLC | 41.9341 | -84.7343 | West Fayette Township | Allen | MI | 49227 | Hillsdale | RFC | MISO | Midcontinent Independent Transmission System Operator, Inc.. | Solar | Solar Photovoltaic | 1 | HWS | 150 | 150 | 150 | NR | IPP Non-CHP | 345 | Q
67678 | MISO | White Tail Solar | 66320 | White Tail Solar, LLC | 42.1256 | -83.6536 | Augusta Township | Milan | MI | 48160 | Washtenaw | RFC | MISO | Midcontinent Independent Transmission System Operator, Inc.. | Solar | Solar Photovoltaic | 1 | WTS | 140 | 140 | 140 | NR | IPP Non-CHP | 345 | Q
67680 | WECC | Kola Energy Center | 66317 | Kola Energy Storage, LLC | 37.7098 | -121.5553 | 17895 Midway Road | Tracy | CA | 95391 | San Joaquin | WECC | CISO | California Independent System Operator | Battery | Batteries | 2 | KOLA; KOLA2 | 400 | 400 | 400 | NR | IPP Non-CHP | 230 | Q | [7 empty] | 1800 | 450 | 450 | LIB
67683 | PJM | SV CSG Plato Solar 1 LLC | 65535 | SunVest Solar LLC | 42.0393 | -88.4231 | 11N855 Muirhead Road | Elgin | IL | 60124 | Kane | RFC | PJM | PJM Interconnection, LLC | Solar | Solar Photovoltaic | 1 | PLATO | 4.3 | 4.3 | 4.3 | NR | IPP Non-CHP | 34.5 | Q
67684 | MISO | SV CSG Bishop 1 LLC | 65535 | SunVest Solar LLC | 37.7944 | -89.0489 | 1421 Stotlar St | Herrin | IL | 62948 | Williamson | SERC | MISO | Midcontinent Independent Transmission System Operator, Inc.. | Solar | Solar Photovoltaic | 1 | BSHP1 | 2 | 2 | 2 | NR | IPP Non-CHP | 12.47 | Q
67686 | PJM | DeKalb Taylor LLC | 65535 | SunVest Solar LLC | 41.9347 | -88.7114 | 3001 Pleasant St | DeKalb | IL | 60115 | DeKalb | RFC | PJM | PJM Interconnection, LLC | Solar | Solar Photovoltaic | 1 | DEKTY | 4.9 | 4.9 | 4.9 | NR | IPP Non-CHP | 12 | Q
67687 | PJM | SV CSG German Valley 1 LLC | 65535 | SunVest Solar LLC | 42.2152 | -89.4811 | 467 Church Street | German Valley | IL | 61309 | Stephenson | RFC | PJM | PJM Interconnection, LLC | Solar | Solar Photovoltaic | 1 | GEVA1 | 2 | 2 | 2 | NR | IPP Non-CHP | 12.47 | Q
67691 | WECC | Kern Front | 60025 | Greenbacker Renewable Energy Corporation | 35.5142 | -119.041 | 10600 Oilfields Road | Bakersfield | CA | 93308 | Kern | WECC | CISO | California Independent System Operator | Solar | Solar Photovoltaic | 1 | 731 | 18.9 | 18.9 | 18.9 | NR | IPP Non-CHP | 12.5 | Q
67702 | MISO | Creston School Customer Hosted Solar | 9417 | Interstate Power and Light Co | 41.0732 | -94.3742 | 601 W Townline Street | Creston | IA | 50801 | Union | MRO | MISO | Midcontinent Independent Transmission System Operator, Inc.. | Solar | Solar Photovoltaic | 1 | PV1 | 1.4 | 1.4 | 1.4 | RE | Electric Utility | 24.9 | I
67703 | MISO | Grinnell Customer Hosted Solar | 9417 | Interstate Power and Light Co | 41.7461 | -92.7407 | 400 6th Ave W | Grinnell | IA | 50112 | Poweshiek | MRO | MISO | Midcontinent Independent Transmission System Operator, Inc.. | Solar | Solar Photovoltaic | 1 | PV1 | 5 | 5 | 5 | RE | Electric Utility | 13.2 | I
67704 | MISO | Rock County Customer Hosted Solar | 20856 | Wisconsin Power & Light Co | 42.7232 | -89.0227 | 3402 N. CTH F. | Janesville | WI | 53545 | Rock | MRO | MISO | Midcontinent Independent Transmission System Operator, Inc.. | Solar | Solar Photovoltaic | 1 | PV1 | 1.4 | 1.4 | 1.4 | RE | Electric Utility | 24.9 | I
67705 | MISO | Janesville Community Solar | 20856 | Wisconsin Power & Light Co | 42.7237 | -89.0227 | 3402 N. CTH F. | Janesville | WI | 53545 | Rock | MRO | MISO | Midcontinent Independent Transmission System Operator, Inc.. | Solar | Solar Photovoltaic | 1 | PV1 | 2.3 | 2.3 | 2.3 | RE | Electric Utility | 24.9 | I
67710 | WECC | TAG | 66337 | Exus New Mexico | 35.2717 | -106.8625 | 1161 60th Street NW | Rio Rancho | NM | 87124 | Sandoval | WECC | PNM | Public Service Company of New Mexico | Mixed | Batteries; Solar Photovoltaic | 2 | TAGB1; TAGS1 | 190 | 190 | 190 | NR | IPP Non-CHP | 115 | Q | [7 empty] | 231.4 | 57.8 | 57.8 | OTH
67711 | WECC | Seaside BESS | 15248 | Portland General Electric Co | 45.6153 | -122.7811 | 10350 N Time Oil Rd. | Portland | OR | 97203 | Multnomah | WECC | PGE | Portland General Electric Company | Battery | Batteries | 1 | SESD1 | 200 | 200 | 200 | RE | Electric Utility | 230 | I | [7 empty] | 800 | 200 | 200 | LIB
67713 | PJM | IL Joliet 1101 Cherry Hl Rd | 66342 | Catalyze Joliet 1101 Cherry Hill Road Microgrid, LLC | 41.508 | -88.026 | 1101 Cherry Hill Road | Joliet | IL | 60433 | Will | RFC | PJM | PJM Interconnection, LLC | Solar | Solar Photovoltaic | 1 | 19581 | 4 | 4 | 4 | NR | IPP Non-CHP | 12 | Q
67714 | PJM | IL Rochelle 975 S. Caron Rd | 66343 | Catalyze Rochelle Wiscold Drive Microgrid, LLC | 41.9097 | -89.0443 | 975 S. Caron Rd | Rochelle | IL | 61068 | Ogle | RFC | PJM | PJM Interconnection, LLC | Solar | Solar Photovoltaic | 1 | 19578 | 1.5 | 1.5 | 1.5 | NR | IPP Non-CHP | 4.16 | Q
67715 | PJM | Vermilion Solar II LLC | 64904 | AES Clean Energy | 40.8563 | -88.6015 | 15875 N 1725 East Rd | Pontiac | IL | 61764 | Livingston | MRO | PJM | PJM Interconnection, LLC | Solar | Solar Photovoltaic | 1 | VERM2 | 2 | 2 | 2 | NR | IPP Non-CHP | 34.5 | Q
67716 | PJM | Vermilion Solar I LLC | 64904 | AES Clean Energy | 40.8581 | -88.602 | 1752 East Rd | Pontiac | IL | 61764 | Livingston | MRO | PJM | PJM Interconnection, LLC | Solar | Solar Photovoltaic | 1 | VERM1 | 1.9 | 1.9 | 1.9 | NR | IPP Non-CHP | 34.5 | Q
67717 | MISO | Triple S Solar I LLC | 64904 | AES Clean Energy | 39.5403 | -87.9765 | 304 E North St | Kansas | IL | 61933 | Coles | MRO | MISO | Midcontinent Independent Transmission System Operator, Inc.. | Solar | Solar Photovoltaic | 1 | TRIP1 | 2 | 2 | 2 | NR | IPP Non-CHP | 12.5 | Q
67718 | PJM | AES Bend Solar II, LLC | 64904 | AES Clean Energy | 42.3379 | -89.0826 | 5430 North Main St | Rockford | IL | 61103 | Winnebago | MRO | PJM | PJM Interconnection, LLC | Solar | Solar Photovoltaic | 1 | BEND2 | 1.9 | 1.9 | 1.9 | NR | IPP Non-CHP | 12.5 | Q
67719 | PJM | AES Bend Solar I, LLC | 64904 | AES Clean Energy | 42.3364 | -89.0829 | 5430 North Main St | Rockford | IL | 61103 | Winnebago | MRO | PJM | PJM Interconnection, LLC | Solar | Solar Photovoltaic | 1 | BEND1 | 2 | 2 | 2 | NR | IPP Non-CHP | 12.5 | Q
67722 | SPP | WPWP | 66336 | Wild Plains Wind Project, LLC | 37.2839 | -97.2151 | 1815 N A St | Wellington | KS | 67152 | Sumner | MRO | SWPP | Southwest Power Pool | Wind | Onshore Wind Turbine | 1 | WPWP | 307.2 | 307.2 | 307.2 | NR | IPP Non-CHP | 345 | Q
67727 | MISO | Caledonia Solar WI, LLC | 20847 | Wisconsin Electric Power Co | 42.7977 | -87.9651 | 3619 W 5 Mile Rd | Caledonia | WI | 53108 | Racine | RFC | MISO | Midcontinent Independent Transmission System Operator, Inc.. | Solar | Solar Photovoltaic | 1 | 20241 | 6 | 6 | 6 | RE | Electric Utility | 24.9 | I
67731 | MISO | Raymond Solar WI, LLC | 20847 | Wisconsin Electric Power Co | 42.7626 | -88.0579 | 4615 108th Street | Franksville | WI | 53126 | Racine | RFC | MISO | Midcontinent Independent Transmission System Operator, Inc.. | Solar | Solar Photovoltaic | 1 | 20242 | 6 | 6 | 6 | RE | Electric Utility | 24.9 | I
67734 | WECC | Silver State South Storage | 66348 | Silver State South Storage, LLC | 35.6331 | -115.3442 | 2250 E Primm Boulevard | Primm | NV | 89019 | Clark | WECC | CISO | California Independent System Operator | Battery | Batteries | 1 | SSSB | 200 | 200 | 200 | NR | IPP Non-CHP | 230 | Q | [7 empty] | 800 | 200 | 200 | LIB
67735 | MISO | Sebree Solar, LLC - Hybrid | 66345 | Sebree Solar, LLC | 37.693 | -87.549 | 5136 Robarbs-Busby Station Rd | Robards | KY | 42452 | Henderson | SERC | MISO | Midcontinent Independent Transmission System Operator, Inc.. | Solar | Solar Photovoltaic | 1 | 4516 | 250 | 250 | 250 | NR | IPP Non-CHP | 250 | Q
67736 | WECC | Silver Peak | 66346 | Silver Peak Solar, LLC | 35.8311 | -114.9924 | 17439 Highway US 95 South | Boulder City | NV | 89005 | Clark | WECC | CISO | California Independent System Operator | Battery | Batteries | 3 | SP1; SP2; SP3 | 279 | 279 | 279 | NR | IPP Non-CHP | 230 | Q | [7 empty] | 1116 | 279 | 279 | LIB
67741 | WECC | OIT BESS | 14354 | PacifiCorp | 42.2594 | -121.7864 | College Way | Klamath Falls | OR | 97601 | Klamath | WECC | PACW | PacifiCorp - West | Battery | Batteries | 1 | I | 2 | 2 | 2 | RE | Electric Utility | 12.4 | I | [7 empty] | 8 | 0.7 | 0.7 | LIB
67749 | WECC | Pistachio Road 1726-WD | 66358 | Russell Pacific LLC | 35.7079 | -119.8917 | TBD | Lost Hills | CA | 93249 | Kern | WECC | CISO | California Independent System Operator | Solar | Solar Photovoltaic | 1 | TWISS | 4.8 | 4.8 | 4.8 | NR | IPP Non-CHP | 21 | Q
67754 | MISO | Fish Creek Solar Park | 5109 | DTE Electric Company | 43.1217 | -85.0117 | TBD | Greenville | MI | 48834 | Montcalm | RFC | MISO | Midcontinent Independent Transmission System Operator, Inc.. | Solar | Solar Photovoltaic | 1 | FSCSP | 146.2 | 146.2 | 146.2 | RE | Electric Utility | 345 | I
67755 | MISO | Little Trout Solar | 5109 | DTE Electric Company | 45.334 | -83.7512 | 4500 E Co RD 638 | Rogers City | MI | 49743 | Presque Isle | RFC | MISO | Midcontinent Independent Transmission System Operator, Inc.. | Solar | Solar Photovoltaic | 1 | LTRSP | 150 | 150 | 150 | RE | Electric Utility | 138 | I
67756 | MISO | Mission Road Solar Park | 5109 | DTE Electric Company | 43.6836 | -84.7852 | 3200 E Weidman Road | Rosebush | MI | 48878 | Isabella | RFC | MISO | Midcontinent Independent Transmission System Operator, Inc.. | Solar | Solar Photovoltaic | 1 | MSRSP | 172 | 172 | 172 | RE | Electric Utility | 138 | I
67757 | MISO | Polaris Solar Park | 5109 | DTE Electric Company | 43.2075 | -84.5291 | 5650 S Crapo Road | Ashley | MI | 48806 | Gratiot | RFC | MISO | Midcontinent Independent Transmission System Operator, Inc.. | Solar | Solar Photovoltaic | 1 | PLRSP | 100 | 100 | 100 | RE | Electric Utility | 345 | I
67758 | MISO | Slocum Energy Storage | 5109 | DTE Electric Company | 42.123 | -83.1874 | 4776 W Jefferson Ave | Trenton | MI | 48183 | Wayne | RFC | MISO | Midcontinent Independent Transmission System Operator, Inc.. | Battery | Batteries | 1 | SLOES | 14 | 14 | 14 | RE | Electric Utility | 120 | I | [7 empty] | 56 | 14 | 14 | LIB
67759 | MISO | Trenton Channel Energy Center | 5109 | DTE Electric Company | 42.1244 | -83.1857 | 4695 W Jefferson Ave | Trenton | MI | 48183 | Wayne | RFC | MISO | Midcontinent Independent Transmission System Operator, Inc.. | Battery | Batteries | 1 | TCHEC | 220 | 220 | 220 | RE | Electric Utility | 120 | I | [7 empty] | 880 | 220 | 220 | LIB
67764 | WECC | Rosamond South 1 | 66365 | Golden Fields Solar IV, LLC | 34.8425 | -118.3785 | 1512 140th Street West | Rosamond | CA | 93560 | Kern | WECC | CISO | California Independent System Operator | Mixed | Batteries; Solar Photovoltaic | 2 | RBESS; RS1 | 257 | 257 | 257 | NR | IPP Non-CHP | 230 | Q | [7 empty] | 472 | 117 | 117 | LIB
67769 | WECC | Rock Creek Wind | 14354 | PacifiCorp | 41.5826 | -106.0773 | 283 County Road 15 | McFadden | WY | 82083 | Carbon | WECC | PACE | PacifiCorp - East | Wind | Onshore Wind Turbine | 2 | I; II | 590 | 590 | 590 | RE | Electric Utility | 230 | I
67770 | WECC | Pittsburg RV Solar | 66367 | Pittsburg RV & Boat Storage, LLC | 38.0115 | -121.8453 | 2515 Pittsburg Antioch Hwy | Pittsburg | CA | 94565 | Contra Costa | WECC | CISO | California Independent System Operator | Solar | Solar Photovoltaic | 1 | 30200 | 2.8 | 2.9 | 2.9 | NR | Commercial Non-CHP | 21.6 | COM
67797 | WECC | Babacomari Solar | 66387 | Babacomari Solar, LLC | 31.6566 | -110.4134 | TBD | Huachuca | AZ | 85616 | Cochise | WECC | TEPC | Tucson Electric Power Company | Solar | Solar Photovoltaic | 1 | BS | 160 | 160 | 160 | NR | IPP Non-CHP | 34.5 | Q
67818 | WECC | Corcoran Irrigation District Floating So | 66396 | Solar Powered Ag, LLC | 36.1383 | -119.5643 | TBD | Corcoran | CA | 93212 | Kings | WECC | CISO | California Independent System Operator | Solar | Solar Photovoltaic | 1 | CIDFL | 3.1 | 3.1 | 3.1 | NR | IPP Non-CHP | 12 | Q
67819 | WECC | Robinson Solar | 65265 | Repsol Renewables NA | 39.2986 | -115.2192 | TBD | Ely | NV | 89301 | White Pine | WECC | NEVP | Nevada Power Company | Mixed | Batteries; Solar Photovoltaic | 2 | CRSB1; CRSS1 | 600 | 600 | 600 | NR | IPP Non-CHP | 345 | Q | [7 empty] | 1200 | 300 | 300 | LIB
67823 | WECC | Roadrunner Solar and BESS | 60232 | Clenera LLC | 32.0861 | -109.9353 | 4402 Cochise Stronghold Rd | Cochise | AZ | 85606 | Cochise | WECC | WALC | Western Area Power Administration - Desert Southwest Region | Mixed | Batteries; Solar Photovoltaic | 2 | RRBES; RRPV | 470 | 470 | 470 | NR | IPP Non-CHP | 230 | Q | [7 empty] | 411 | 235 | 235 | LIB
67828 | WECC | Mordor ES1 | 66405 | Mordor ES1 LLC | 36.0085 | -117.8141 | 3 Gill Station Road | Little Lake | CA | 93542 | Inyo | WECC | CISO | California Independent System Operator | Battery | Batteries | 1 | MES1 | 25 | 25 | 25 | NR | IPP Non-CHP | 115 | Q | POD_CALGEN_1_UNITS-APND | [6 empty] | 100 | 25 | 25 | LIB
67829 | WECC | Mordor ES2 | 66406 | Mordor ES2 LLC | 36.0088 | -117.8148 | 3 Gill Station Road | Little Lake | CA | 93542 | Inyo | WECC | CISO | California Independent System Operator | Battery | Batteries | 1 | MES2 | 20 | 20 | 20 | NR | IPP Non-CHP | 115 | COM | SUNGEN_1_B1 | [6 empty] | 80 | 20 | 20 | LIB
67834 | PJM | Great Bend Solar Project | 66409 | Great Bend Solar LLC | 39.0033 | -81.7711 | 26317 Cleek Road | Portland | OH | 45770 | Meigs | RFC | PJM | PJM Interconnection, LLC | Solar | Solar Photovoltaic | 1 | GBSP1 | 48 | 48 | 48 | NR | IPP Non-CHP | 69 | Q | RAVENSWO 69 KV T1
67836 | WECC | Gibson Solar Project - Hybrid | 66412 | Emeren US, LLC | 38.6784 | -121.9876 | TBD | Madison | CA | 95653 | Yolo | WECC | CISO | California Independent System Operator | Mixed | Solar Photovoltaic; Batteries | 2 | GSP1; GSP2 | 26 | 26 | 26 | NR | IPP Non-CHP | 21 | Q | MADISON_1_N001 | [6 empty] | 52 | 13 | 13 | LIB
67848 | WECC | Luna Valley | 66420 | Luna Valley Solar I, LLC | 36.5924 | -120.4031 | 9807 S. Ohio Ave | Mendota | CA | 93640 | Fresno | WECC | CISO | California Independent System Operator | Solar | Solar Photovoltaic | 1 | LVPV | 200 | 200 | 200 | NR | IPP Non-CHP | 230 | Q
67850 | WECC | Arrowleaf Solar and Storage | 66422 | ORNI 30 LLC | 33.0157 | -115.5129 | 5003 Best Road | Brawley | CA | 92227 | Imperial | WECC | IID | Imperial Irrigation District | Mixed | Batteries; Solar Photovoltaic | 2 | ALBS1; ALS1 | 77 | 77 | 77 | NR | IPP Non-CHP | 92 | Q | [7 empty] | 140 | 35 | 35 | LIB
67855 | WECC | Westwing | 64904 | AES Clean Energy | 33.7131 | -112.3242 | 12103 West Happy Valley Rd | Peoria | AZ | 85383 | Maricopa | WECC | AZPS | Arizona Public Service Company | Battery | Batteries | 1 | WEST2 | 118 | 118 | 118 | NR | IPP Non-CHP | 230 | Q | [7 empty] | 481 | 118 | 118 | LIB
67859 | WECC | Foster Clean Power B | 66434 | Foster Clean Power B, LLC | 40.8823 | -124.1012 | 2428 Foster Ave | Arcata | CA | 95521 | Humboldt | WECC | CISO | California Independent System Operator | Mixed | Batteries; Solar Photovoltaic | 2 | BESSB; FOSTB | 5.2 | 5.2 | 5.2 | NR | IPP Non-CHP | 12 | Q | [7 empty] | 5.4 | 1.4 | 1.4 | LIB
67870 | PJM | Clermont Solar | 66446 | Clermont Solar, LLC | 41.656 | -78.5673 | TBD | Wilcox | PA | 15870 | McKean | RFC | PJM | PJM Interconnection, LLC | Solar | Solar Photovoltaic | 1 | ENX34 | 120 | 120 | 120 | NR | IPP Non-CHP | 115 | Q | PENELEC
67871 | PJM | Gladys Solar LLC | 66447 | Gladys Solar LLC | 37.1437 | -79.1421 | TBD | Gladys | VA | 24554 | Campbell | SERC | PJM | PJM Interconnection, LLC | Solar | Solar Photovoltaic | 1 | ENX29 | 60.4 | 60.4 | 60.4 | NR | IPP Non-CHP | 69 | Q | DOM
67872 | MISO | RATTS 1 | 66441 | Ratts 1 Solar LLC | 38.5254 | -87.1862 | 5676 N County Rd. 500 E | Petersburg | IN | 47567 | Pike | RFC | MISO | Midcontinent Independent Transmission System Operator, Inc.. | Solar | Solar Photovoltaic | 1 | RAT1 | 150 | 150 | 150 | NR | IPP Non-CHP | 161 | Q
67873 | MISO | Heirloom Solar | 66442 | Heirloom Solar (Ratts 1 Phase 2 Solar, LLC) | 38.5149 | -87.1921 | 5676 N County Rd. 500 E | Petersburg | IN | 47567 | Pike | RFC | MISO | Midcontinent Independent Transmission System Operator, Inc.. | Solar | Solar Photovoltaic | 1 | RAT2 | 60 | 60 | 60 | NR | IPP Non-CHP | 161 | Q
67874 | PJM | Parks Valley Energy LLC | 66448 | Parks Valley Energy LLC | 39.2888 | -78.4748 | TBD | Capon Bridge | WV | 26811 | Hampshire | RFC | PJM | PJM Interconnection, LLC | Battery | Batteries | 1 | ENX32 | 150 | 150 | 150 | NR | IPP Non-CHP | 138 | Q | APS | [6 empty] | 200 | 50 | 50 | LIB
67876 | PJM | Potter Solar | 66449 | Potter Solar, LLC | 41.8376 | -78.0484 | TBD | Coudersport | PA | 16915 | Potter | RFC | PJM | PJM Interconnection, LLC | Solar | Solar Photovoltaic | 1 | ENX35 | 35 | 35 | 35 | NR | IPP Non-CHP | 46 | Q | APS
67877 | PJM | Spout Spring Solar | 66450 | Spout Spring Solar, LLC | 37.361 | -78.8519 | TBD | Appomattox | VA | 24522 | Appomattox | SERC | PJM | PJM Interconnection, LLC | Solar | Solar Photovoltaic | 1 | ENX31 | 60 | 60 | 60 | NR | IPP Non-CHP | 115 | Q | DOM
67878 | WECC | Chula Vista Energy Center 2 | 20323 | Wellhead Services, Inc | 32.5951 | -117.0586 | 3497 Main Street | Chula Vista | CA | 91911 | San Diego | WECC | CISO | California Independent System Operator | Battery | Batteries | 1 | BESS1 | 50 | 50 | 50 | NR | Industrial Non-CHP | 69 | Q | [7 empty] | 219 | 50 | 50 | LIB
67879 | PJM | Stony Creek Solar | 66451 | Stony Creek Solar, LLC | 40.2224 | -78.8812 | TBD | Windber | PA | 15963 | Somerset | RFC | PJM | PJM Interconnection, LLC | Solar | Solar Photovoltaic | 1 | ENX26 | 15 | 15 | 15 | NR | IPP Non-CHP | 22.9 | Q | PENELEC
67881 | PJM | Wyatt Mill Solar LLC | 66454 | Wyatt Mill Solar LLC | 36.8354 | -77.5284 | TBD | Jarratt | VA | 23867 | Greensville | SERC | PJM | PJM Interconnection, LLC | Solar | Solar Photovoltaic | 1 | ENX30 | 82.5 | 82.5 | 82.5 | NR | IPP Non-CHP | 115 | Q | DOM
67884 | PJM | Two Oaks Solar and Storage LLC | 66461 | Two Oaks Solar and Storage | 38.0131 | -77.9312 | TBD | Mineral | VA | 23117 | Louisa | SERC | PJM | PJM Interconnection, LLC | Mixed | Solar Photovoltaic; Batteries | 2 | ENX27; ENX28 | 168 | 168 | 168 | NR | IPP Non-CHP | 230 | Q | DOM | [6 empty] | 200 | 50 | 50 | LIB
67893 | MISO | Dunns Bridge II Solar | 66462 | Dunns Bridge II Solar and Storage Generation LLC | 41.2221 | -86.9465 | 5129 E 1450 N, | San Pierre | IN | 46374 | Starke | RFC | MISO | Midcontinent Independent Transmission System Operator, Inc.. | Mixed | Batteries; Solar Photovoltaic | 2 | DB2BS; DB2PV | 491.3 | 491.3 | 165.1 | RE | Electric Utility | 345 | I | [7 empty] | 225 | 56.3 | 56.3 | LIB
67894 | WECC | Bellefield 3 Solar and Battery Storage | 66463 | 51LV 8me, LLC | 35.0292 | -117.9926 | TBD | California City | CA | 93504 | Kern | WECC | CISO | California Independent System Operator | Mixed | Solar Photovoltaic; Batteries | 2 | 51LVA; 51LVB | 300 | 300 | 300 | NR | IPP Non-CHP | 220 | Q | [7 empty] | 600 | 150 | 150 | LIB
67897 | SPP | Pasilla Solar and Battery Storage | 66466 | 452HL 8me, LLC | 33.05 | -103.08 | TBD | Lovington | NM | 88260 | Lea | MRO | SWPP | Southwest Power Pool | Mixed | Solar Photovoltaic; Batteries | 2 | 45HLA; 45HLB | 500 | 500 | 500 | NR | IPP Non-CHP | 345 | Q | [7 empty] | 1000 | 250 | 250 | LIB
67898 | WECC | Escape Solar Plant | 66467 | Escape Solar LLC | 36.8944 | -114.0885 | TBD | TBD | NV | 89034 | Lincoln | WECC | NEVP | Nevada Power Company | Mixed | Solar Photovoltaic; Batteries | 3 | ESPH1; ESPH2; ESPHB | 285 | 285 | 285 | NR | IPP Non-CHP | 138 | Q | [7 empty] | 400 | 100 | 100 | LIB
67905 | WECC | Roadrunner Reserve Phase 1 | 24211 | Tucson Electric Power Co | 32.0718 | -110.8162 | 10,000 S. Rita Road | Tucson | AZ | 85747 | Pima | WECC | TEPC | Tucson Electric Power Company | Battery | Batteries | 1 | RDR1 | 200 | 200 | 200 | RE | Electric Utility | 138 | I | [7 empty] | 800 | 200 | 200 | LIB
67907 | MISO | Strix Solar | 11479 | Madison Gas & Electric Co | 42.9716 | -89.3946 | 5101 Byrne Rd | Fitchburg | WI | 53575 | Dane | MRO | MISO | Midcontinent Independent Transmission System Operator, Inc.. | Solar | Solar Photovoltaic | 1 | 1 | 6 | 6 | 6 | RE | Electric Utility | 13.8 | I | MGE.STRIX
67914 | MISO | Delta Blues Advanced Power Station | 12685 | Entergy Mississippi LLC | 33.3305 | -91.1306 | TBD | Greenville | MS | 38701 | Washington | SERC | MISO | Midcontinent Independent Transmission System Operator, Inc.. | Natural Gas | Natural Gas Fired Combined Cycle | 2 | 1A; 1C | 818.7 | 713.7 | 749.2 | RE | Electric Utility | 230 | I
67930 | MISO | Crossroads Solar (IN) | 66479 | Crossroads Solar, LLC - (IN) | 40.1289 | -87.2928 | 770 W Powerline Rd, Veedersbur | Van Buren Township | IN | 47987 | Fountain | RFC | MISO | Midcontinent Independent Transmission System Operator, Inc.. | Solar | Solar Photovoltaic | 1 | CR | 200 | 200 | 200 | NR | IPP Non-CHP | 34.5 | Q
67931 | WECC | Daggett 1 | 66480 | Daggett Solar Power 1 LLC | 34.8609 | -116.8553 | 33355 Repower Road | Daggett | CA | 92327 | San Bernardino | WECC | CISO | California Independent System Operator | Battery | Batteries | 1 | DAG1 | 113.5 | 113.5 | 113.5 | NR | IPP Non-CHP | 115 | Q | [7 empty] | 454 | 113.5 | 113.5 | LIB
67936 | WECC | Goshen Solar | 66487 | Goshen Solar, LLC | 41.8534 | -104.5032 | TBD | Yoder | WY | 82244 | Goshen | WECC | WACM | Western Area Power Administration - Rocky Mountain Region | Solar | Solar Photovoltaic | 1 | GS1 | 163 | 163 | 163 | NR | IPP Non-CHP | 230 | Q
67937 | PJM | Flora Solar | 66488 | Flora Solar, LLC | 38.6489 | -88.5144 | TBD | TBD | IL | 62858 | Clay | SERC | PJM | PJM Interconnection, LLC | Solar | Solar Photovoltaic | 1 | FLOSO | 125 | 125 | 125 | NR | IPP Non-CHP | 345 | Q
67941 | MISO | Pine River Solar Park | 5109 | DTE Electric Company | 43.4312 | -84.6836 | 9410 N Luce Rd | Alma | MI | 48801 | Gratiot | RFC | MISO | Midcontinent Independent Transmission System Operator, Inc.. | Solar | Solar Photovoltaic | 1 | PNRSP | 80 | 80 | 80 | RE | Electric Utility | 138 | I
67942 | MISO | Sauk Solar Park | 5109 | DTE Electric Company | 42.062 | -85.103 | 344 W Hayner Rd | Union City | MI | 49094 | Branch | RFC | MISO | Midcontinent Independent Transmission System Operator, Inc.. | Solar | Solar Photovoltaic | 1 | SAUSP | 150 | 150 | 150 | RE | Electric Utility | 138 | I
67945 | WECC | Juniper Creek Storage | 64545 | Vesper Energy Development LLC | 38.5541 | -121.2066 | TBD | Rancho Cordova | CA | 95742 | Sacramento | WECC | CISO | California Independent System Operator | Battery | Batteries | 1 | JCSIB | 200 | 200 | 200 | NR | IPP Non-CHP | 230 | Q | CAISO | [6 empty] | 800 | 200 | 200 | LIB
67951 | PJM | Moonlight Flats Solar Power 2 | 66508 | Moonlight Flats Solar Power, LLC | 41.1119 | -78.1498 | TBD | Frenchville | PA | 16836 | Clearfield | RFC | PJM | PJM Interconnection, LLC | Solar | Solar Photovoltaic | 1 | MFS2 | 126.5 | 126.5 | 126.5 | NR | IPP Non-CHP | 230 | Q
67953 | PJM | Moonlight Flats Solar Power 3 | 66508 | Moonlight Flats Solar Power, LLC | 41.1286 | -78.0992 | TBD | Karthaus | PA | 16845 | Clearfield | RFC | PJM | PJM Interconnection, LLC | Solar | Solar Photovoltaic | 1 | MFS3 | 202.4 | 202.4 | 202.4 | NR | IPP Non-CHP | 230 | Q | Pending
67954 | PJM | BAI-Boyles Run-Phase I | 66511 | Boyles Run Solar I, LLC | 40.7718 | -76.7812 | 1978 Boyles Run Road | Sunbury | PA | 17801 | Northumberland | RFC | PJM | PJM Interconnection, LLC | Solar | Solar Photovoltaic | 1 | BRPV1 | 15.9 | 15.9 | 15.9 | NR | IPP Non-CHP | 69 | Q
67955 | PJM | BAI-Boyles Run-Phase 2 | 66512 | Boyles Run Solar II, LLC | 40.7718 | -76.7812 | 1978 Boyles Run Road | Sunbury | PA | 17801 | Northumberland | RFC | PJM | PJM Interconnection, LLC | Solar | Solar Photovoltaic | 1 | BRPV2 | 15.9 | 15.9 | 15.9 | NR | IPP Non-CHP | 69 | Q
67959 | MISO | Crossover Wind | 66515 | Crossover Wind, LLC | 35.246 | -90.7465 | 2575 Hwy 64 | Wynne | AR | 72396 | Cross | SERC | MISO | Midcontinent Independent Transmission System Operator, Inc.. | Wind | Onshore Wind Turbine | 1 | CWCP | 144 | 135 | 135 | NR | IPP Non-CHP | 161 | Q
67960 | SPP | Willow Creek Wind (OK) | 66506 | Willow Creek Wind LLC | 36.2445 | -97.1012 | 41568 S 33600 Road | Morrison | OK | 73061 | Noble | MRO | SWPP | Southwest Power Pool | Wind | Onshore Wind Turbine | 1 | WCW01 | 220 | 220 | 220 | NR | IPP Non-CHP | 345 | Q
67962 | PJM | Dans Mountain | 66516 | Dans Mountain Wind Force, LLC | 39.6 | -78.8907 | 14200 Burning Mines Rd. | Frostburg | MD | 21532 | Allegany | RFC | PJM | PJM Interconnection, LLC | Wind | Onshore Wind Turbine | 1 | DMTN | 54.9 | 54.9 | 54.9 | NR | IPP Non-CHP | 138 | Q
67964 | WECC | Agave | 803 | Arizona Public Service Co | 33.3239 | -112.8397 | 36801 W Southern Pacific Trail | Arlington | AZ | 85322 | Maricopa | WECC | AZPS | Arizona Public Service Company | Battery | Batteries | 1 | A400M | 150 | 150 | 150 | RE | Electric Utility | 500 | I | [7 empty] | 600 | 150 | 150 | LIB
67965 | MISO | Clinton Schools | 9417 | Interstate Power and Light Co | 41.8272 | -90.2233 | 1650 S 14th Street | Clinton | IA | 53511 | Clinton | MRO | MISO | Midcontinent Independent Transmission System Operator, Inc.. | Solar | Solar Photovoltaic | 1 | PV1 | 1.3 | 1.3 | 1.3 | RE | Electric Utility | 12.47 | I
67966 | PJM | New Jay PV & BESS | 66521 | Hodson Greendefine Jay Desoto LLC | 40.3694 | -85.1839 | W 500 S | Dunkirk | IN | 47336 | Jay | RFC | PJM | PJM Interconnection, LLC | Solar | Solar Photovoltaic | 1 | NEWJ1 | 39 | 39 | 39 | NR | IPP Non-CHP | 138 | Q
67972 | MISO | Eldorado Solar I | 61677 | Sol Systems | 37.8526 | -88.4491 | 2661 Shiloh Rd | Eldorado | IL | 62930 | Saline | SERC | MISO | Midcontinent Independent Transmission System Operator, Inc.. | Solar | Solar Photovoltaic | 1 | ELD15 | 150 | 150 | 150 | NR | IPP Non-CHP | 145 | Q | AMIL.ELD150
67973 | WECC | Sierra Pinta BESS | 50123 | Leeward Asset Management, LLC | 32.9942 | -113.5098 | 67850 Palomas Rd | Dateland | AZ | 85333 | Yuma | WECC | AZPS | Arizona Public Service Company | Battery | Batteries | 1 | SP01 | 113 | 113 | 113 | NR | IPP Non-CHP | 500 | Q | [7 empty] | 113 | 113 | 113 | LIB
67978 | WECC | Sierra Solar Hybrid | 17166 | Sierra Pacific Power Co | 39.8536 | -119.0394 | TBD | Fernley | NV | 89408 | Churchill | WECC | NEVP | Nevada Power Company | Mixed | Batteries; Solar Photovoltaic | 2 | SSES1; SSPV1 | 800 | 800 | 800 | RE | Electric Utility | 345 | I | [7 empty] | 1600 | 400 | 400 | LIB
67980 | WECC | Mompano | 66529 | Mompano | 45.2965 | -122.5114 | 17275 South Kildeer | Beavercreek | OR | 97004 | Clackamas | WECC | PGE | Portland General Electric Company | Solar | Solar Photovoltaic | 1 | MOMPO | 2 | 2 | 2 | NR | IPP Non-CHP | 12.5 | Q
67982 | WECC | Athens Solar I (Hybrid) | 64545 | Vesper Energy Development LLC | 35.7549 | -121.4071 | TBD | Roseville | CA | 95626 | Placer | WECC | CISO | California Independent System Operator | Mixed | Solar Photovoltaic; Batteries | 2 | ATHS1; ATHSB | 500 | 500 | 500 | NR | IPP Non-CHP | 230 | Q | [7 empty] | 1000 | 250 | 250 | LIB
67983 | WECC | Aurora Renewable Energy (Hybrid) | 64545 | Vesper Energy Development LLC | 37.6288 | -121.0714 | TBD | West Modesto | CA | 95358 | Stanislaus | WECC | BANC | Balancing Authority of Northern California | Mixed | Batteries; Solar Photovoltaic | 2 | AURRB; AURRE | 100 | 100 | 100 | NR | IPP Non-CHP | 230 | Q | [7 empty] | 200 | 50 | 50 | LIB
67984 | PJM | Firefly Solar PA | 64545 | Vesper Energy Development LLC | 40.9303 | -80.4324 | TBD | New Castle | PA | 16102 | Lawrence | RFC | PJM | PJM Interconnection, LLC | Solar | Solar Photovoltaic | 1 | FFLPA | 401.6 | 401.6 | 401.6 | NR | IPP Non-CHP |  | Q | Hoytdale-McClelland 345kV
67986 | MISO | Meadow Springs Renewable Energy (Hybrid) | 64545 | Vesper Energy Development LLC | 38.029 | -88.284 | TBD | Norris City | IL | 62869 | White | SERC | MISO | Midcontinent Independent Transmission System Operator, Inc.. | Mixed | Batteries; Solar Photovoltaic | 2 | MSPRB; MSPRE | 300 | 300 | 300 | NR | IPP Non-CHP | 345 | Q | ABB MISO IL; Norris 345kV substation | [6 empty] | 600 | 150 | 150 | LIB
67990 | PJM | Bright Mountain Solar | 15399 | Avangrid Power LLC | 37.29 | -83.2829 | Perry County School District | Hazard | KY | 41701 | Perry | RFC | PJM | PJM Interconnection, LLC | Solar | Solar Photovoltaic | 1 | BM1 | 80 | 80 | 80 | NR | IPP Non-CHP | 69 | Q
67991 | MISO | Cooks Mill PV I | 66534 | Cooks Mill PV I, LLC | 39.5208 | -88.4201 | 3185E CR 1000N | Matoon | IL | 61938 | Coles | SERC | MISO | Midcontinent Independent Transmission System Operator, Inc.. | Solar | Solar Photovoltaic | 1 | CKML | 99 | 99 | 99 | NR | IPP Non-CHP | 138 | Q
67992 | MISO | Cherry Valley PV I | 66536 | Cherry Valley PV I, LLC | 35.389 | -90.7546 | State Rd 1 | Cherry Valley | AR | 72324 | Cross | SERC | MISO | Midcontinent Independent Transmission System Operator, Inc.. | Solar | Solar Photovoltaic | 1 | CHVLY | 135 | 135 | 135 | NR | IPP Non-CHP | 161 | Q
67993 | MISO | Crooked Creek PV I | 66538 | Crooked Creek PV I, LLC | 38.6452 | -88.9998 | Boone St. | Salem | IL | 62881 | Marion | SERC | MISO | Midcontinent Independent Transmission System Operator, Inc.. | Solar | Solar Photovoltaic | 1 | CRDCK | 99 | 99 | 99 | NR | IPP Non-CHP | 138 | Q
67995 | MISO | Piney Woods Solar | 66542 | Piney Woods Solar, LLC | 30.7187 | -95.6697 | TBD | Huntsville | TX | 77320 | Walker | TRE | MISO | Midcontinent Independent Transmission System Operator, Inc.. | Solar | Solar Photovoltaic | 1 | PWS | 150 | 150 | 150 | NR | IPP Non-CHP | 230 | Q
67998 | MISO | Karn Solar Energy Center | 4254 | Consumers Energy Co - (MI) | 43.645 | -83.8401 | TBD | TBD | MI | 48732 | Bay | RFC | MISO | Midcontinent Independent Transmission System Operator, Inc.. | Solar | Solar Photovoltaic | 1 | KSEC | 80 | 80 | 80 | RE | Electric Utility | 12.47 | I
67999 | MISO | Spring Creek Agri-Energy Center | 4254 | Consumers Energy Co - (MI) | 42.2024 | -85.238 | TBD | TBD | MI | 49017 | Calhoun | RFC | MISO | Midcontinent Independent Transmission System Operator, Inc.. | Solar | Solar Photovoltaic | 1 | SCAEC | 140 | 140 | 140 | RE | Electric Utility | 12.47 | I
68000 | PJM | Blue Moon | 66552 | Blue Moon Energy LLC | 38.3712 | -84.2578 | 694 KY Highway 1940 | Cynthiana | KY | 41031 | Harrison | SERC | PJM | PJM Interconnection, LLC | Solar | Solar Photovoltaic | 1 | BLUMN | 70 | 70 | 70 | NR | IPP Non-CHP | 69 | Q
68005 | WECC | Uinta Wind | 49893 | Invenergy Services LLC | 41.427 | -110.876 | TBD | Evanston | WY | 82930 | Uinta | WECC | PACE | PacifiCorp - East | Wind | Onshore Wind Turbine | 1 | WIND1 | 119 | 119 | 119 | NR | IPP Non-CHP | 138 | Q
68006 | SPP | Mayes County Solar | 50123 | Leeward Asset Management, LLC | 36.2901 | -95.4265 | 9353 W 500 Rd | Pryor | OK | 74361 | Mayes | MRO | SWPP | Southwest Power Pool | Solar | Solar Photovoltaic | 1 | MYS | 101.5 | 101.5 | 101.5 | NR | IPP Non-CHP | 161 | Q
68007 | SPP | Saltbranch Solar 1 | 50123 | Leeward Asset Management, LLC | 36.3316 | -95.2293 | TBD | Tulsa | OK | 74361 | Mayes | MRO | SWPP | Southwest Power Pool | Solar | Solar Photovoltaic | 1 | SLTB1 | 73 | 73 | 73 | NR | IPP Non-CHP | 161 | Q
68009 | SPP | Saltbranch 2 | 50123 | Leeward Asset Management, LLC | 36.3316 | -95.2293 | TBD | Tulsa | OK | 74361 | Mayes | MRO | SWPP | Southwest Power Pool | Solar | Solar Photovoltaic | 1 | SB12 | 73 | 73 | 73 | NR | IPP Non-CHP | 161 | Q
68011 | SPP | Huckleberry Solar | 50123 | Leeward Asset Management, LLC | 36.2544 | -95.3975 | 3743 S 427 Rd | Pryor | OK | 74361 | Mayes | MRO | SWPP | Southwest Power Pool | Solar | Solar Photovoltaic | 1 | HBS | 124.7 | 124.7 | 124.7 | NR | IPP Non-CHP | 138 | Q
68012 | WECC | Caballero | 66549 | Caballero CA Storage LLC | 35.0064 | -120.4537 | 650 Joshua St | Nipomo | CA | 93444 | San Luis Obispo | WECC | CISO | California Independent System Operator | Battery | Batteries | 1 | CAB11 | 99.7 | 99.7 | 99.7 | NR | IPP Non-CHP | 230 | Q | [7 empty] | 398.8 | 99.7 | 99.7 | LIB
68014 | PJM | Bradford Solar PA | 64545 | Vesper Energy Development LLC | 41.7217 | -76.5366 | TBD | Towanda | PA | 18848 | Bradford | RFC | PJM | PJM Interconnection, LLC | Solar | Solar Photovoltaic | 1 | BRDFS | 100.5 | 100.5 | 100.5 | NR | IPP Non-CHP | 230 | Q
68018 | WECC | Merced BESS | 60059 | ZGlobal Inc | 36.9894 | -120.8775 | 20685 Ortigalita Road | Los Banos | CA | 93635 | Merced | WECC | CISO | California Independent System Operator | Battery | Batteries | 1 | MRCDB | 3 | 3 | 3 | NR | IPP Non-CHP | 12 | Q | [7 empty] | 12 | 0.3 | 0.3 | LIB
68019 | PJM | Richwood Solar and Storage | 65144 | Samsung C&T Renewables, LLC | 40.3532 | -83.3312 | TBD | TBD | OH | 43040 | Union | RFC | PJM | PJM Interconnection, LLC | Mixed | Batteries; Solar Photovoltaic | 2 | RICBA; RICSS | 300 | 300 | 300 | NR | IPP Non-CHP | 345 | Q | [7 empty] | 200 | 50 | 50 | LIB
68021 | WECC | Idaho Falls Power Peaking Plant | 9187 | City of Idaho Falls - (ID) | 43.3144 | -111.5934 | 2017 E Iona Rd | Idaho Falls | ID | 83401 | Bonneville | WECC | PACE | PacifiCorp - East | Natural Gas | Natural Gas Internal Combustion Engine | 7 | IFPP1; IFPP2; IFPP3; IFPP4; IFPP5; IFPP6; IFPP7 | 17.5 | 17.5 | 17.5 | RE | Electric Utility | 12.5 | M
68022 | WECC | Cowboy Solar I | 66554 | Cowboy Solar I | 41.033 | -104.3816 | County Rd 203 (Chalk Bluff Rd) | Cheyenne | WY | 82007 | Laramie | WECC | WACM | Western Area Power Administration - Rocky Mountain Region | Mixed | Solar Photovoltaic; Batteries | 2 | CLP20; CLPBS | 800 | 800 | 800 | NR | IPP Non-CHP | 230 | Q | [7 empty] | 544 | 136 | 136 | LIB
68023 | WECC | BCE Seal Beach | 66555 | BCE Seal Beach | 33.7328 | -118.0445 | 800 Seal Beach Blvd | Seal Beach | CA | 90740 | Orange | WECC | CISO | California Independent System Operator | Mixed | Batteries; Solar Photovoltaic | 2 | SBBS1; SBPV1 | 28.7 | 28.7 | 28.7 | NR | IPP Non-CHP | 12 | Q | [7 empty] | 64 | 16.7 | 16.7 | LIB
68028 | MISO | Delta Solar Plant | 12685 | Entergy Mississippi LLC | 33.794 | -90.7139 | 3964 US-61 | Cleveland | LA | 38732 | Bolivar | SERC | MISO | Midcontinent Independent Transmission System Operator, Inc.. | Solar | Solar Photovoltaic | 1 | DSP | 80 | 80 | 80 | RE | Electric Utility | 115 | I
68029 | MISO | Penton Solar Plant | 12685 | Entergy Mississippi LLC | 34.8616 | -90.263 | Green River Rd | Lake Cormorant | MS | 38641 | DeSoto | SERC | MISO | Midcontinent Independent Transmission System Operator, Inc.. | Solar | Solar Photovoltaic | 1 | PSP | 190 | 190 | 190 | RE | Electric Utility | 230 | I
68031 | MISO | Scopus Solar | 64545 | Vesper Energy Development LLC | 37.3922 | -89.8993 | TBD | Scopus | MO | 63766 | Bollinger | SERC | MISO | Midcontinent Independent Transmission System Operator, Inc.. | Mixed | Batteries; Solar Photovoltaic | 2 | SCPSB; SCPSR | 400 | 400 | 400 | NR | IPP Non-CHP | 345 | Q | [7 empty] | 800 | 200 | 200 | LIB
68032 | WECC | Skylight Renewable Energy | 64545 | Vesper Energy Development LLC | 38.9475 | -121.4792 | TBD | Rio Oso | CA | 95674 | Sutter | WECC | WALC | Western Area Power Administration - Desert Southwest Region | Mixed | Solar Photovoltaic; Batteries | 2 | SKLRE; SKREB | 200 | 200 | 200 | NR | IPP Non-CHP | 230 | Q | [7 empty] | 400 | 100 | 100 | LIB
68035 | WECC | Syracuse and Tours Renewable Energy | 64545 | Vesper Energy Development LLC | 34.9511 | -118.3083 | TBD | Rosamond | CA | 93560 | Kern | WECC | CISO | California Independent System Operator | Mixed | Batteries; Solar Photovoltaic | 2 | SYTOB; SYTOR | 80 | 80 | 80 | NR | IPP Non-CHP | 66 | Q | [7 empty] | 160 | 40 | 40 | LIB
68036 | MISO | Vichy Solar | 64545 | Vesper Energy Development LLC | 38.1679 | -91.8255 | TBD | Vichy | MO | 65582 | Maries | SERC | MISO | Midcontinent Independent Transmission System Operator, Inc.. | Mixed | Batteries; Solar Photovoltaic | 2 | VCHSB; VCHSR | 400 | 400 | 400 | NR | IPP Non-CHP | 345 | Q | [7 empty] | 800 | 200 | 200 | LIB
68039 | WECC | Elisabeth Solar | 50123 | Leeward Asset Management, LLC | 32.9545 | -113.4954 | TBD | Hyder | AZ | 85364 | Yuma | WECC | CISO | California Independent System Operator | Solar | Solar Photovoltaic | 1 | ELISA | 350 | 350 | 350 | NR | IPP Non-CHP | 500 | Q
68040 | PJM | Sycamore Cross Solar | 64904 | AES Clean Energy | 37.0174 | -76.744 | 10045 Mill Swamp Road | Smithfield | VA | 23430 | Isle of Wight | SERC | PJM | PJM Interconnection, LLC | Solar | Solar Photovoltaic | 1 | SYCAM | 208.2 | 208.2 | 208.2 | NR | IPP Non-CHP | 500 | Q
68044 | WECC | Rodatherm Milford 1 | 66564 | Rodatherm Energy Corporation | 38.5729 | -112.9786 | tbd | Milford | UT | 84751 | Beaver | WECC | PACE | PacifiCorp - East | Other | Geothermal | 1 | RODA1 | 1.8 | 1.8 | 1.8 | NR | IPP CHP | 12.47 | Q
68045 | WECC | Desert Breeze Solar, LLC | 61950 | Terra-Gen Operating Co-Solar | 35.0378 | -117.3472 | TBD | Hinkley | CA | 92347 | San Bernardino | WECC | CISO | California Independent System Operator | Solar | Solar Photovoltaic | 1 | LOC3 | 125 | 125 | 125 | NR | IPP Non-CHP | 220 | Q
68048 | MISO | Morris Solar | 64904 | AES Clean Energy | 40.1514 | -92.5993 | US Hwy 63 and County Road 361 | Kirksville | MO | 63501 | Adair | SERC | MISO | Midcontinent Independent Transmission System Operator, Inc.. | Solar | Solar Photovoltaic | 1 | MORRI | 250 | 250 | 250 | NR | IPP Non-CHP | 345 | Q
68054 | MISO | Sunnyside Solar Energy Center | 11479 | Madison Gas & Electric Co | 42.9852 | -89.4361 | TBD | Fitchburg | WI | 53575 | Dane | MRO | MISO | Midcontinent Independent Transmission System Operator, Inc.. | Mixed | Batteries; Solar Photovoltaic | 2 | SNSB; SNSS | 60 | 60 | 60 | RE | Electric Utility | 13.8 | I | [7 empty] | 160 | 40 | 40 | LIB
68055 | PJM | Prospect Power BESS | 66567 | Prospect Power, LLC | 38.6161 | -78.6864 | 453 Hulings Ln | Timberville | VA | 22844 | Rockingham | SERC | PJM | PJM Interconnection, LLC | Battery | Batteries | 1 | PPB | 150 | 150 | 150 | NR | IPP Non-CHP | 115 | Q | pending | [6 empty] | 734 | 183.6 | 183.6 | LIB
68061 | PJM | Gemstone Solar LLC | 66571 | Clenera DevCo LLC | 41.8968 | -86.0488 | TBD | Jefferson Township | MI | 49031 | Cass | RFC | PJM | PJM Interconnection, LLC | Solar | Solar Photovoltaic | 1 | GEMPV | 150 | 150 | 150 | NR | IPP Non-CHP | 69 | Q
68062 | PJM | Montpelier Solar Project | 66572 | Montpelier Solar, LLC | 41.59 | -84.56 | 12775 OH-15 | Montpelier | OH | 43543 | Williams | RFC | PJM | PJM Interconnection, LLC | Solar | Solar Photovoltaic | 1 | MPLR | 49 | 49 | 49 | NR | IPP Non-CHP | 69 | Q
68068 | WECC | Cape Generating Station | 66579 | Cape HoldCo LLC | 38.5044 | -112.9212 | TBD | Milford | UT | 84751 | Beaver | WECC | LDWP | Los Angeles Department of Water and Power | Other | Geothermal | 3 | CP1G1; CP1G2; CP1G3 | 159 | 84 | 91.5 | NR | IPP Non-CHP | 362 | Q | INTERMT_3_N506
68070 | PJM | Alberta Solar | 58468 | Dominion Renewable Energy | 36.8417 | -77.9105 | TBD | Alberta | VA | 23821 | Brunswick | RFC | PJM | PJM Interconnection, LLC | Solar | Solar Photovoltaic | 1 | ALBER | 3 | 3 | 3 | RE | Electric Utility | 34.5 | I
68071 | PJM | Bellflower Solar (VA) | 58468 | Dominion Renewable Energy | 37 | -78 | TBD | TBD | VA | 23821 | Brunswick | RFC | PJM | PJM Interconnection, LLC | Solar | Solar Photovoltaic | 1 | BELLF | 600 | 600 | 600 | RE | Electric Utility | 500 | I
68072 | PJM | Bridleton Solar | 58468 | Dominion Renewable Energy | 37.46 | -77.27 | TBD | TBD | VA | 23231 | Henrico | RFC | PJM | PJM Interconnection, LLC | Solar | Solar Photovoltaic | 1 | BRIDL | 20 | 20 | 20 | RE | Electric Utility | 34.5 | I
68073 | PJM | Blue Ridge Solar | 58468 | Dominion Renewable Energy | 36.7897 | -79 | TBD | TBD | VA | 24540 | Pittsylvania | RFC | PJM | PJM Interconnection, LLC | Solar | Solar Photovoltaic | 1 | BLUER | 95 | 95 | 95 | RE | Electric Utility | 138 | I
68074 | PJM | Cerulean Solar | 58468 | Dominion Renewable Energy | 37.8672 | -76.5899 | TBD | TBD | VA | 23035 | Richmond | RFC | PJM | PJM Interconnection, LLC | Solar | Solar Photovoltaic | 1 | CERUL | 62 | 62 | 62 | RE | Electric Utility | 115 | I
68075 | PJM | Pineside Solar | 58468 | Dominion Renewable Energy | 37.5 | -78.5 | TBD | TBD | VA | 23921 | Buckingham | RFC | PJM | PJM Interconnection, LLC | Solar | Solar Photovoltaic | 1 | PINES | 74.9 | 74.9 | 74.9 | RE | Electric Utility | 46 | I
68076 | PJM | Rocky Run Solar | 58468 | Dominion Renewable Energy | 37 | -78 | TBD | TBD | VA | 23821 | Brunswick | RFC | PJM | PJM Interconnection, LLC | Solar | Solar Photovoltaic | 1 | ROCKY | 300 | 300 | 300 | RE | Electric Utility | 500 | I
68077 | PJM | North Ridge Solar | 58468 | Dominion Renewable Energy | 37.5353 | -77.824 | TBD | TBD | VA | 23838 | Powhatan | RFC | PJM | PJM Interconnection, LLC | Solar | Solar Photovoltaic | 1 | NRIDG | 20 | 20 | 20 | RE | Electric Utility | 34.5 | I
68079 | WECC | Stagecoach LRE | 50123 | Leeward Asset Management, LLC | 38.1774 | -104.5012 | TBD | Pueblo | CO | 81006 | Pueblo | WECC | PSCO | Public Service Company of Colorado | Solar | Solar Photovoltaic | 1 | STAS1 | 300 | 300 | 300 | NR | IPP Non-CHP | 300 | Q
68083 | MISO | Morley Solar | 50123 | Leeward Asset Management, LLC | 37.051 | -89.6627 | TBD | Morley | MO | 78061 | Scott | MRO | MISO | Midcontinent Independent Transmission System Operator, Inc.. | Solar | Solar Photovoltaic | 1 | MLY | 100 | 100 | 100 | NR | IPP Non-CHP | 161 | Q
68085 | PJM | Red Maple LRE | 50123 | Leeward Asset Management, LLC | 41.8861 | -88.7272 | TBD | DeKalb | IL | 60115 | DeKalb | MRO | PJM | PJM Interconnection, LLC | Solar | Solar Photovoltaic | 1 | RMS1 | 95 | 95 | 95 | NR | IPP Non-CHP | 138 | Q
68086 | PJM | South Branch Solar | 50123 | Leeward Asset Management, LLC | 41.1285 | -83.5152 | TBD | Arcadia | OH | 43316 | Hancock | RFC | PJM | PJM Interconnection, LLC | Solar | Solar Photovoltaic | 1 | SBS | 90 | 90 | 90 | NR | IPP Non-CHP | 138 | Q
68087 | PJM | Thoroughbred Solar | 50123 | Leeward Asset Management, LLC | 37.2318 | -85.9059 | TBD | Bonnieville | KY | 42713 | Hart | RFC | PJM | PJM Interconnection, LLC | Solar | Solar Photovoltaic | 1 | TBS1 | 50 | 50 | 50 | NR | IPP Non-CHP | 69 | Q
68088 | SPP | Twelvemile Solar 1 & 2 | 50123 | Leeward Asset Management, LLC | 36.3316 | -95.2293 | TBD | Tulsa | OK | 74361 | Mayes | MRO | SWPP | Southwest Power Pool | Solar | Solar Photovoltaic | 1 | TS12 | 152 | 152 | 152 | NR | IPP Non-CHP |  | Q
68089 | SPP | Twelvemile Solar 3 | 50123 | Leeward Asset Management, LLC | 36.3316 | -95.2293 | TBD | Tulsa | OK | 74361 | Mayes | MRO | SWPP | Southwest Power Pool | Solar | Solar Photovoltaic | 1 | TS03 | 200 | 200 | 200 | NR | IPP Non-CHP |  | Q
68094 | MISO | SR Arcadia | 66583 | SR Arcadia South, LLC | 32.5646 | -92.9254 | 0 Hwy 519 | Arcadia | LA | 71003 | Bienville | SERC | MISO | Midcontinent Independent Transmission System Operator, Inc.. | Solar | Solar Photovoltaic | 1 | ARCAD | 4.5 | 4.5 | 4.5 | NR | IPP Non-CHP | 13.8 | Q
68097 | MISO | SR Cherry Valley | 66586 | SR Cherry Valley, LLC | 35.3729 | -90.7708 | 3317 AR-1 | Cherry Valley | AR | 72324 | Cross | SERC | MISO | Midcontinent Independent Transmission System Operator, Inc.. | Solar | Solar Photovoltaic | 1 | CHERR | 4.8 | 4.8 | 4.8 | NR | IPP Non-CHP | 13.2 | Q
68100 | MISO | SR Dumas | 66589 | SR Dumas, LLC | 33.8917 | -91.4701 | 391 Ford Place Loop | Dumas | AR | 71639 | Desha | SERC | MISO | Midcontinent Independent Transmission System Operator, Inc.. | Solar | Solar Photovoltaic | 1 | DUMAS | 4.8 | 4.8 | 4.8 | NR | IPP Non-CHP | 13.8 | Q
68101 | MISO | SR Fisher | 66590 | SR Fisher, LLC | 35.5004 | -90.9668 | 4092 US-49 | Fisher | AR | 72429 | Poinsett | SERC | MISO | Midcontinent Independent Transmission System Operator, Inc.. | Solar | Solar Photovoltaic | 1 | FISHR | 4.8 | 4.8 | 4.8 | NR | IPP Non-CHP | 13.2 | Q
68118 | PJM | Addison 11-SLCHI404 | 65869 | Prologis Logistics Services Incorporated | 41.9303 | -88.0485 | 180 Meadow Rd | Addison | IL | 60101 | DuPage | RFC | PJM | PJM Interconnection, LLC | Solar | Solar Photovoltaic | 1 | CH404 | 1.6 | 1.6 | 1.6 | NR | IPP Non-CHP | 12 | Q
68119 | PJM | Aurora 7-SLCHI307 | 65869 | Prologis Logistics Services Incorporated | 41.797 | -88.2681 | 2176 Diehl Rd | Aurora | IL | 60502 | Kane | RFC | PJM | PJM Interconnection, LLC | Solar | Solar Photovoltaic | 1 | CH307 | 1.9 | 1.9 | 1.9 | NR | IPP Non-CHP | 12 | Q
68120 | PJM | Bensenville 13-SLCHI513 | 65869 | Prologis Logistics Services Incorporated | 41.9879 | -87.9526 | 1120 N Ellis St | Bensenville | IL | 60106 | DuPage | RFC | PJM | PJM Interconnection, LLC | Solar | Solar Photovoltaic | 1 | CH513 | 1.4 | 1.4 | 1.4 | NR | IPP Non-CHP | 12 | Q
68121 | PJM | Bensenville 14-SLCHI414 | 65869 | Prologis Logistics Services Incorporated | 41.9828 | -87.9459 | 860 Thomas Drive | Bensenville | IL | 60106 | DuPage | RFC | PJM | PJM Interconnection, LLC | Solar | Solar Photovoltaic | 1 | CH414 | 1.3 | 1.3 | 1.3 | NR | IPP Non-CHP | 12 | Q
68122 | PJM | Bensenville 2-SLCHI526 | 65869 | Prologis Logistics Services Incorporated | 41.9713 | -87.9546 | 1010 Foster Ave | Bensenville | IL | 60106 | DuPage | RFC | PJM | PJM Interconnection, LLC | Solar | Solar Photovoltaic | 1 | CH526 | 1.9 | 1.9 | 1.9 | NR | IPP Non-CHP | 12 | Q
68123 | PJM | Bensenville Ind Park 10-SLCHI410 | 65869 | Prologis Logistics Services Incorporated | 41.9845 | -87.9459 | 560/590 Supreme Drive | Bensenville | IL | 60164 | DuPage | RFC | PJM | PJM Interconnection, LLC | Solar | Solar Photovoltaic | 1 | CH410 | 1.2 | 1.2 | 1.2 | NR | IPP Non-CHP | 12 | Q
68124 | PJM | Bensenville Ind Park 11 | 65869 | Prologis Logistics Services Incorporated | 41.9862 | -87.9453 | 591 Supreme Drive | Bensenville | IL | 60106 | DuPage | RFC | PJM | PJM Interconnection, LLC | Solar | Solar Photovoltaic | 1 | CH411 | 1.2 | 1.2 | 1.2 | NR | IPP Non-CHP | 12 | Q
68125 | PJM | Bensenville Ind Park 12-SLCHI412 | 65869 | Prologis Logistics Services Incorporated | 41.9884 | -87.9489 | 1141 Ellis Ave | Bensenville | IL | 60106 | DuPage | RFC | PJM | PJM Interconnection, LLC | Solar | Solar Photovoltaic | 1 | CH412 | 1.1 | 1.1 | 1.1 | NR | IPP Non-CHP | 12 | Q
68126 | PJM | Bensenville Ind Park 2-SLCHI402 | 65869 | Prologis Logistics Services Incorporated | 41.984 | -87.9538 | 950 Supreme Drive | Bensenville | IL | 60106 | DuPage | RFC | PJM | PJM Interconnection, LLC | Solar | Solar Photovoltaic | 1 | CH402 | 1.1 | 1.1 | 1.1 | NR | IPP Non-CHP | 12 | Q
68127 | PJM | Bensenville Ind Park 4-SLCHI424 | 65869 | Prologis Logistics Services Incorporated | 41.9839 | -87.9517 | 991 Supreme Dr | Bensenville | IL | 60101 | Cook | RFC | PJM | PJM Interconnection, LLC | Solar | Solar Photovoltaic | 1 | CH424 | 1.7 | 1.7 | 1.7 | NR | IPP Non-CHP | 12 | Q
68128 | PJM | Bensenville Ind Park 6-SLCHI406 | 65869 | Prologis Logistics Services Incorporated | 41.9846 | -87.9477 | 608A Supreme Drive | Bensenville | IL | 60106 | DuPage | RFC | PJM | PJM Interconnection, LLC | Solar | Solar Photovoltaic | 1 | CH406 | 1.1 | 1.1 | 1.1 | NR | IPP Non-CHP | 12 | Q
68129 | PJM | Cicero 3-SLCHI603 | 65869 | Prologis Logistics Services Incorporated | 41.8646 | -87.7576 | 5301 Roosevelt Rd | Cicero | IL | 60804 | Cook | RFC | PJM | PJM Interconnection, LLC | Solar | Solar Photovoltaic | 1 | CH603 | 1.9 | 1.9 | 1.9 | NR | IPP Non-CHP | 12 | Q
68130 | PJM | Des Plaines 11-SLCHI211 | 65869 | Prologis Logistics Services Incorporated | 42.015 | -87.915 | 333 Howard Avenue | Des Plaines | IL | 60018 | Cook | RFC | PJM | PJM Interconnection, LLC | Solar | Solar Photovoltaic | 1 | CH211 | 1.6 | 1.6 | 1.6 | NR | IPP Non-CHP | 12 | Q
68131 | PJM | Des Plaines 7-SLCHI819 | 65869 | Prologis Logistics Services Incorporated | 42.0182 | -87.9296 | 255 Willie Road | Des Plaines | IL | 60018 | Cook | RFC | PJM | PJM Interconnection, LLC | Solar | Solar Photovoltaic | 1 | CH819 | 1.4 | 1.4 | 1.4 | NR | IPP Non-CHP | 12 | Q
68132 | PJM | Elk Grove 1-SLCHI701 | 65869 | Prologis Logistics Services Incorporated | 42.0104 | -87.958 | 1001 Busse Road | Elk Grove | IL | 60007 | Cook | RFC | PJM | PJM Interconnection, LLC | Solar | Solar Photovoltaic | 1 | CH701 | 1.7 | 1.7 | 1.7 | NR | IPP Non-CHP | 12 | Q
68133 | PJM | Elk Grove 51-SLCHI151 | 65869 | Prologis Logistics Services Incorporated | 42.001 | -87.9578 | 1717 Busse Rd | Elk Grove | IL | 6007 | DuPage | RFC | PJM | PJM Interconnection, LLC | Solar | Solar Photovoltaic | 1 | CH151 | 1.4 | 1.4 | 1.4 | NR | IPP Non-CHP | 12 | Q
68134 | PJM | Elwood 1-SLCHI901 | 65869 | Prologis Logistics Services Incorporated | 41.3911 | -88.1423 | 27143 Elwood International Por | Elwood | IL | 60421 | Will | RFC | PJM | PJM Interconnection, LLC | Solar | Solar Photovoltaic | 1 | CH901 | 1.3 | 1.3 | 1.3 | NR | IPP Non-CHP | 12 | Q
68135 | PJM | Franklin Park 2-SLCHI802 | 65869 | Prologis Logistics Services Incorporated | 41.9465 | -87.8594 | 3710 N River Rd | Franklin Park | IL | 60131 | Cook | RFC | PJM | PJM Interconnection, LLC | Solar | Solar Photovoltaic | 1 | CH802 | 1.2 | 1.2 | 1.2 | NR | IPP Non-CHP | 12 | Q
68136 | PJM | Franklin Park 3-SLCHI803 | 65869 | Prologis Logistics Services Incorporated | 41.9473 | -87.8609 | 3720 N River Rd | Franklin Park | IL | 60131 | Cook | RFC | PJM | PJM Interconnection, LLC | Solar | Solar Photovoltaic | 1 | CH803 | 1.2 | 1.2 | 1.2 | NR | IPP Non-CHP | 12 | Q
68137 | PJM | Glendale Heights 10-SLCHI910 | 65869 | Prologis Logistics Services Incorporated | 41.9294 | -88.0701 | 601 Regency Drive | Glendale | IL | 60139 | DuPage | RFC | PJM | PJM Interconnection, LLC | Solar | Solar Photovoltaic | 1 | CH910 | 1.3 | 1.3 | 1.3 | NR | IPP Non-CHP | 12 | Q
68138 | PJM | Internationale Ctr 11-SLCHI321 | 65869 | Prologis Logistics Services Incorporated | 41.7005 | -88.0274 | 10220 Werch Dr | Woodridge | IL | 60517 | DuPage | RFC | PJM | PJM Interconnection, LLC | Solar | Solar Photovoltaic | 1 | CH321 | 1.8 | 1.8 | 1.8 | NR | IPP Non-CHP | 12 | Q
68139 | PJM | McCook 2-SLCHI102 | 65869 | Prologis Logistics Services Incorporated | 41.8031 | -87.8193 | 7950 Joliet Rd | McCook | IL | 60525 | Cook | RFC | PJM | PJM Interconnection, LLC | Solar | Solar Photovoltaic | 1 | CH102 | 2 | 2 | 2 | NR | IPP Non-CHP | 12 | Q
68140 | PJM | Melrose Park 2-SLCHI547 | 65869 | Prologis Logistics Services Incorporated | 41.9809 | -87.8633 | 2407-2457 W North Ave | Melrose Park | IL | 60160 | Cook | RFC | PJM | PJM Interconnection, LLC | Solar | Solar Photovoltaic | 1 | CH547 | 3 | 3 | 3 | NR | IPP Non-CHP | 12 | Q
68141 | PJM | Northlake 2-SLCHI302 | 65869 | Prologis Logistics Services Incorporated | 41.9118 | -87.9081 | 100 W Whitehall Dr | Northlake | IL | 60164 | Cook | RFC | PJM | PJM Interconnection, LLC | Solar | Solar Photovoltaic | 1 | CH302 | 1.6 | 1.6 | 1.6 | NR | IPP Non-CHP | 12 | Q
68142 | PJM | Northlake 3-SLCHI303 | 65869 | Prologis Logistics Services Incorporated | 41.9185 | -87.9093 | 200 Champion Way | Northlake | IL | 60164 | Cook | RFC | PJM | PJM Interconnection, LLC | Solar | Solar Photovoltaic | 1 | CH303 | 1.6 | 1.6 | 1.6 | NR | IPP Non-CHP | 12 | Q
68143 | PJM | Northlake 4-SLCHI304 | 65869 | Prologis Logistics Services Incorporated | 41.923 | -87.9165 | 599 Northwest Ave | Northlake | IL | 60164 | Cook | RFC | PJM | PJM Interconnection, LLC | Solar | Solar Photovoltaic | 1 | CH304 | 1.4 | 1.4 | 1.4 | NR | IPP Non-CHP | 12 | Q
68144 | PJM | Northlake 5-SLCHI305 | 65869 | Prologis Logistics Services Incorporated | 41.929 | -87.9172 | 635 Norhwest Ave | Northlake | IL | 60164 | Cook | RFC | PJM | PJM Interconnection, LLC | Solar | Solar Photovoltaic | 1 | CH305 | 2.5 | 2.5 | 2.5 | NR | IPP Non-CHP | 12 | Q
68150 | WECC | Allied Potato | 64698 | Renewable Solar, Inc | 35.2592 | -118.8819 | 10508 S. Edison Road | Bakersfield | CA | 92307 | Kern | WECC | CISO | California Independent System Operator | Solar | Solar Photovoltaic | 1 | 19073 | 1.2 | 1.2 | 1.2 | NR | Industrial Non-CHP | 12 | IND
68153 | WECC | Fremont Solar | 66616 | Fremont Solar, LLC | 37.9789 | -112.7761 | TBD | Wheatgrass | UT | 84760 | Iron | WECC | PACE | PacifiCorp - East | Mixed | Batteries; Solar Photovoltaic | 2 | BA1; PV1 | 297 | 297 | 297 | NR | IPP Non-CHP | 230 | Q | [7 empty] | 198 | 50 | 50 | LIB
68179 | MISO | Templeton Wind | 66606 | Templeton Wind Energy Center, LLC | 40.5197 | -87.1504 | TBD | Fowler | IN | 47986 | Benton | RFC | MISO | Midcontinent Independent Transmission System Operator, Inc.. | Wind | Onshore Wind Turbine | 1 | TEMPW | 200.2 | 200.2 | 200.2 | RE | Electric Utility | 345 | I
68182 | SPP | Bowman Wind | 66618 | Bowman Wind, LLC | 46.1376 | -103.5995 | TBD | Bowman | ND | 58623 | Bowman | MRO | SWPP | Southwest Power Pool | Wind | Onshore Wind Turbine | 1 | BWMW | 200 | 200 | 200 | NR | IPP Non-CHP | 230 | Q
68183 | MISO | Coldwater River Solar | 66619 | Coldwater River Solar, LLC | 41.8922 | -85.0321 | TBD | Coldwater | MI | 49036 | Branch | RFC | MISO | Midcontinent Independent Transmission System Operator, Inc.. | Solar | Solar Photovoltaic | 1 | CRS | 150 | 150 | 150 | NR | IPP Non-CHP | 138 | Q
68184 | MISO | Coles Wind | 66620 | Coles Wind, LLC | 39.606 | -88.1803 | TBD | Charleston | IL | 61920 | Coles | SERC | MISO | Midcontinent Independent Transmission System Operator, Inc.. | Wind | Onshore Wind Turbine | 1 | COLES | 300 | 300 | 300 | NR | IPP Non-CHP | 345 | Q
68186 | PJM | Firelands Wind | 66622 | Firelands Wind, LLC | 41.2103 | -82.7791 | TBD | Monroeville | OH | 44847 | Huron | RFC | PJM | PJM Interconnection, LLC | Wind | Onshore Wind Turbine | 1 | FIRE | 297 | 297 | 297 | NR | IPP Non-CHP | 345 | Q
68192 | MISO | Lotus Wind | 66625 | Lotus Wind, LLC | 39.4984 | -89.9302 | TBD | Modesto | IL | 62667 | Macoupin | SERC | MISO | Midcontinent Independent Transmission System Operator, Inc.. | Wind | Onshore Wind Turbine | 1 | LOTUS | 200 | 200 | 200 | NR | IPP Non-CHP | 345 | Q
68193 | MISO | Prosperity Wind | 66647 | Prosperity Wind, LLC | 40.1879 | -88.5894 | 2395 N. 700 East Rd. | Deland | IL | 61839 | Piatt | SERC | MISO | Midcontinent Independent Transmission System Operator, Inc.. | Wind | Onshore Wind Turbine | 1 | PROSP | 300 | 300 | 300 | NR | IPP Non-CHP | 345 | Q
68194 | PJM | Riverstone Solar | 66630 | Riverstone Solar, LLC | 37.7284 | -78.4519 | TBD | Taggart | VA | 23004 | Buckingham | SERC | PJM | PJM Interconnection, LLC | Solar | Solar Photovoltaic | 1 | RIVER | 149.5 | 149.5 | 149.5 | NR | IPP Non-CHP | 138 | Q
68195 | PJM | Delaware Ave Solar | 66870 | Delaware Ave Solar, LLC | 38.9306 | -75.5707 | 251 Delaware Ave | Harrington | DE | 19952 | Kent | NPCC | PJM | PJM Interconnection, LLC | Solar | Solar Photovoltaic | 1 | DEAVE | 4 | 4 | 4 | NR | IPP Non-CHP | 24.94 | Q
68196 | PJM | Rifle Range Road Solar | 66869 | Rifle Range Road Solar, LLC | 38.7257 | -75.5714 | Rifle Range Road | Bridgeville | DE | 19933 | Sussex | NPCC | PJM | PJM Interconnection, LLC | Solar | Solar Photovoltaic | 1 | RIFPV | 4 | 4 | 4 | NR | IPP Non-CHP | 24.94 | Q
68197 | PJM | Rocky Forge Wind | 66631 | Rocky Forge Wind, LLC | 37.7108 | -79.7196 | TBD | Eagle Rock | VA | 24085 | Botetourt | SERC | PJM | PJM Interconnection, LLC | Wind | Onshore Wind Turbine | 1 | ROCKY | 78 | 78 | 78 | NR | IPP Non-CHP | 230 | Q
68199 | PJM | Wheatsborough Solar | 66633 | Wheatsborough Solar, LLC | 41.3382 | -82.8265 | 8409 SR 269 | Bellevue | OH | 44811 | Erie | RFC | PJM | PJM Interconnection, LLC | Solar | Solar Photovoltaic | 1 | WHEAT | 125 | 125 | 125 | NR | IPP Non-CHP | 138 | Q
68205 | PJM | Greenwood Solar I | 66641 | Greenwood Solar I, LLC | 38.4273 | -77.9079 | 19295 Blackjack Road | Culpeper | VA | 22701 | Culpeper | SERC | PJM | PJM Interconnection, LLC | Solar | Solar Photovoltaic | 1 | GRNWD | 100 | 100 | 100 | NR | IPP Non-CHP | 115 | Q
68208 | MISO | City of Little Rock Solar Array | 66642 | City of Little Rock | 34.6976 | -92.2144 | 6501 Zeuber Road | Little Rock | AR | 72206 | Pulaski | SERC | MISO | Midcontinent Independent Transmission System Operator, Inc.. | Solar | Solar Photovoltaic | 1 | LRZBR | 4.9 | 4.9 | 3.27 | RE | Electric Utility | 13.8 | M | EAI.LYNCH2.ARR
68209 | WECC | Purple Sage Energy Center | 66650 | Noble Solar LLC | 36.0291 | -115.8062 | TBD | Unincorporated | NV | 89124 | Clark | WECC | CISO | California Independent System Operator | Mixed | Batteries; Solar Photovoltaic | 2 | PSGBS; PSGPV | 800 | 800 | 800 | NR | IPP Non-CHP | 230 | Q | APnode SP15 | [6 empty] | 1600 | 400 | 400 | LIB
68210 | WECC | Sandia Energy Center | 59300 | PNM Resources | 35.0571 | -106.5276 | 1401 Innovation Pkwy SE | Albuquerque | NM | 87123 | Bernalillo | WECC | PNM | Public Service Company of New Mexico | Battery | Batteries | 1 | BESS | 60 | 60 | 60 | RE | Electric Utility | 115 | I | [7 empty] | 240 | 60 | 60 | LIB
68211 | PJM | Grears Corner Solar | 66646 | ReWild Renewables, LLC | 39.3801 | -75.7061 | 811 Grears Corner Road | Townsend | DE | 19734 | New Castle | NPCC | PJM | PJM Interconnection, LLC | Solar | Solar Photovoltaic | 1 | GRER | 4 | 4 | 4 | NR | IPP Non-CHP | 24.94 | Q
68212 | PJM | Maryland Line Road Solar | 66646 | ReWild Renewables, LLC | 39.372 | -75.763 | 417 Maryland Line Road | Townsend | DE | 19734 | New Castle | NPCC | PJM | PJM Interconnection, LLC | Solar | Solar Photovoltaic | 1 | MDLN | 2.5 | 2.5 | 2.5 | NR | IPP Non-CHP | 24.94 | Q
68214 | MISO | Franklin Farms 1&2 | 11241 | Entergy Louisiana LLC | 32.5325 | -91.6277 | TBD | Rayville | LA | 71269 | Richland | SERC | MISO | Midcontinent Independent Transmission System Operator, Inc.. | Natural Gas | Natural Gas Fired Combined Cycle | 4 | 1A; 1B; 2A; 2B | 1560.6 | 1476.4 | 1544.6 | RE | Electric Utility | 230 | I
68222 | SPP | Flat Ridge 4 | 49893 | Invenergy Services LLC | 37.3411 | -98.0131 | 1292 NE 15 Ave | Harper | KS | 67058 | Kingsman | MRO | SWPP | Southwest Power Pool | Wind | Onshore Wind Turbine | 1 | OP | 134 | 134 | 134 | NR | IPP Non-CHP | 345 | Q
68225 | MISO | SR Altheimer | 66654 | SR Altheimer, LLC | 34.3258 | -91.8462 | Pecan St | Altheimer | AR | 38310 | Jefferson | SERC | MISO | Midcontinent Independent Transmission System Operator, Inc.. | Solar | Solar Photovoltaic | 1 | ALTH | 4.8 | 4.8 | 4.8 | NR | IPP Non-CHP | 13.2 | Q
68227 | MISO | SR Delhi | 66656 | SR Delhi, LLC | 32.4653 | -91.5096 | Light Plant Road | Delhi | LA | 71232 | Richland | SERC | MISO | Midcontinent Independent Transmission System Operator, Inc.. | Solar | Solar Photovoltaic | 1 | DELHI | 4.8 | 4.8 | 4.8 | NR | IPP Non-CHP | 13.8 | Q
68230 | MISO | SR Des Arc | 66658 | SR Des Arc, LLC | 34.9774 | -91.5252 | 2507 Main Street | Des Arc | AR | 72040 | Prairie | SERC | MISO | Midcontinent Independent Transmission System Operator, Inc.. | Solar | Solar Photovoltaic | 1 | DESAR | 4.8 | 4.8 | 4.8 | NR | IPP Non-CHP | 13.2 | Q
68235 | PJM | Romeoville 34B-SLCHI234 | 65869 | Prologis Logistics Services Incorporated | 41.597 | -88.11 | 1040 W Renwick Road | Romeoville | IL | 60446 | Will | RFC | PJM | PJM Interconnection, LLC | Mixed | Solar Photovoltaic; Batteries | 2 | C234B; C34BB | 1.6 | 1.6 | 1.6 | NR | IPP Non-CHP | 12 | Q | [7 empty] | 0.5 | 0.5 | 0.3 | LIB
68236 | WECC | South Bay Dis Ctr 6-SLLAX680 | 65869 | Prologis Logistics Services Incorporated | 33.8439 | -118.2242 | 20500 Fordyce Ave | Carson | CA | 90810 | Los Angeles | WECC | CISO | California Independent System Operator | Solar | Solar Photovoltaic | 1 | LA680 | 1.3 | 1.3 | 1.3 | NR | IPP Non-CHP | 15 | Q
68237 | WECC | South Bay Dis Ctr 20-SLLAX512 | 65869 | Prologis Logistics Services Incorporated | 33.8404 | -118.2287 | 2201 E Dominguez St | Carson | CA | 90810 | Los Angeles | WECC | CISO | California Independent System Operator | Solar | Solar Photovoltaic | 1 | LA512 | 1.3 | 1.3 | 1.3 | NR | IPP Non-CHP | 15 | Q
68238 | WECC | Commerce Distribution Center 4-SLLAX113 | 65869 | Prologis Logistics Services Incorporated | 33.9805 | -118.1582 | 5959 Randolph St | Commerce | CA | 90040 | Los Angeles | WECC | CISO | California Independent System Operator | Solar | Solar Photovoltaic | 1 | LA113 | 1.2 | 1.2 | 1.2 | NR | IPP Non-CHP | 17 | Q
68239 | PJM | Romeoville 34A-SLCHI234 | 65869 | Prologis Logistics Services Incorporated | 41.599 | -88.111 | 1040 W Renwick Road | Romeoville | IL | 60446 | Will | RFC | PJM | PJM Interconnection, LLC | Mixed | Solar Photovoltaic; Batteries | 2 | C234A; C34AB | 1.6 | 1.6 | 1.6 | NR | IPP Non-CHP | 12 | Q | [7 empty] | 0.5 | 0.5 | 0.3 | LIB
68240 | WECC | Solar Star 3 | 66669 | Solar Star 3, LLC | 34.8417 | -118.4551 | 170th and Gaskell Road | Rosemond | CA | 93560 | Kern | WECC | CISO | California Independent System Operator | Mixed | Batteries; Solar Photovoltaic | 2 | SS3BT; SS3PV | 47 | 47 | 47 | NR | IPP Non-CHP | 230 | Q | [7 empty] | 92 | 23 | 23 | LIB
68241 | WECC | Solar Star 4 | 66670 | Solar Star 4, LLC | 34.8417 | -118.4551 | 170th and Gaskell Road | Rosemond | CA | 93560 | Kern | WECC | CISO | California Independent System Operator | Mixed | Batteries; Solar Photovoltaic | 2 | SS4BT; SS4PV | 47 | 47 | 47 | NR | IPP Non-CHP | 230 | Q | [7 empty] | 92 | 23 | 23 | LIB
68242 | MISO | DG Green Arrow | 66675 | DG Green Arrow LLC | 43.994 | -96.3327 | 659 State Highway 30 | Pipestone | MN | 56164 | Pipestone | MRO | MISO | Midcontinent Independent Transmission System Operator, Inc.. | Solar | Solar Photovoltaic | 1 | GRARW | 1 | 1 | 1 | NR | IPP Non-CHP | 48 | Q
68245 | MISO | SR Dunn | 66659 | SR Dunn, LLC | 32.466 | -91.5641 | TBD | Dunn | LA | 71232 | Richland | SERC | MISO | Midcontinent Independent Transmission System Operator, Inc.. | Solar | Solar Photovoltaic | 1 | DUNN | 3 | 3 | 3 | NR | IPP Non-CHP | 13.2 | Q
68251 | MISO | SR North Bastrop | 66668 | SR North Bastrop, LLC | 32.8022 | -91.8961 | TBD | Bastrop | LA | 38053 | Morehouse | SERC | MISO | Midcontinent Independent Transmission System Operator, Inc.. | Solar | Solar Photovoltaic | 1 | NBAST | 4.8 | 4.8 | 4.8 | NR | IPP Non-CHP | 13.8 | Q
68252 | WECC | SR Quincy Valley | 66665 | SR Quincy Valley, LLC | 47.28 | -119.7046 | TBD | Winchester | WA | 98848 | Grant | WECC | GCPD | Public Utility District No. 2 of Grant County, Washington | Solar | Solar Photovoltaic | 1 | QUVAL | 130 | 130 | 130 | NR | IPP Non-CHP | 230 | Q
68256 | MISO | SR South Bastrop | 66672 | SR South Bastrop, LLC | 32.7475 | -91.9109 | Old Monroe Road | Bastrop | LA | 71220 | Morehouse | SERC | MISO | Midcontinent Independent Transmission System Operator, Inc.. | Solar | Solar Photovoltaic | 1 | SBAST | 4.8 | 4.8 | 4.8 | NR | IPP Non-CHP | 13.8 | Q
68257 | MISO | SR Winnsboro | 66673 | SR Winnsboro, LLC | 32.1597 | -91.6759 | 255 Hw Armstrong Loop | Winnsboro | LA | 71295 | Franklin | SERC | MISO | Midcontinent Independent Transmission System Operator, Inc.. | Solar | Solar Photovoltaic | 1 | WINN | 4.8 | 4.8 | 4.8 | NR | IPP Non-CHP | 34.5 | Q
68258 | MISO | SR Wynne South | 66674 | SR Wynne South, LLC | 35.2131 | -90.7896 | 1101 Martin Drive | Wynne | AR | 72396 | Cross | SERC | MISO | Midcontinent Independent Transmission System Operator, Inc.. | Solar | Solar Photovoltaic | 1 | WYNS | 4.8 | 4.8 | 4.8 | NR | IPP Non-CHP | 13.2 | Q
68260 | WECC | GCC Trident Solar Project | 66692 | GCC Trident LLC | 45.9373 | -111.4637 | 4070 Trident Rd | Three Forks | MT | 59752 | Gallatin | WECC | NWMT | NorthWestern Energy (NWMT) | Solar | Solar Photovoltaic | 1 | GCC2 | 2 | 2 | 2 | NR | Industrial Non-CHP | 4.16 | IND
68261 | WECC | Sun Bear | 66687 | MS1 | 37.0344 | -108.9842 | UTE Mountain Reservation | Towaoec | CO | 81334 | Montezuma | WECC | WACM | Western Area Power Administration - Rocky Mountain Region | Mixed | Solar Photovoltaic; Batteries | 2 | SNBR1; SNBR2 | 1512 | 1512 | 1512 | NR | IPP Non-CHP | 230 | Q | [7 empty] | 3024 | 756 | 756 | LIB
68263 | MISO | Mondu Solar LLC | 66680 | Mondu Solar LLC | 30.549 | -91.579 | 7603 Airline Hwy | Livonia | LA | 70755 | Pointe Coupee | SERC | MISO | Midcontinent Independent Transmission System Operator, Inc.. | Solar | Solar Photovoltaic | 1 | M4515 | 150 | 150 | 150 | NR | IPP Non-CHP | 138 | Q
68271 | PJM | Sweetleaf Solar LLC | 66689 | Sweetleaf Solar LLC | 36.2207 | -77.6886 | TBD | Enfield | NC | 27823 | Halifax | SERC | PJM | PJM Interconnection, LLC | Solar | Solar Photovoltaic | 1 | SWLS1 | 93 | 93 | 93 | NR | IPP Non-CHP | 230 | Q
68272 | WECC | CA OXNARD 2600 Sakioka Dr | 66693 | Catalyze Oxnard 2600 Sakioka Drive Microgrid, LLC | 34.2134 | -119.1396 | 2600 Sakioka Dr | Oxnard | CA | 93030 | Ventura | WECC | CISO | California Independent System Operator | Solar | Solar Photovoltaic | 2 | 18249; 21387 | 3.2 | 3.2 | 3.2 | NR | IPP Non-CHP | 0.48 | Q
68273 | SPP | Naples Power Plant | 807 | Arkansas Electric Coop Corp | 33.2196 | -94.7056 | 32376 Texas State Highway 77 | Naples | TX | 75568 | Morris | SERC | SWPP | Southwest Power Pool | Natural Gas | Natural Gas Fired Combustion Turbine | 2 | 1; 2 | 900 | 900 | 900 | RE | Electric Utility | 345 | C
68277 | SPP | Brookings Solar | 20421 | Western Minnesota Mun Pwr Agny | 44.3406 | -96.7294 | 3940 30th St. | Brookings | SD | 57006 | Brookings | MRO | SWPP | Southwest Power Pool | Solar | Solar Photovoltaic | 1 | 1 | 4.9 | 4.9 | 4.9 | RE | Electric Utility | 12.5 | P
68281 | WECC | Box Canyon (AZ) | 66700 | BOCA bn, LLC | 33.1606 | -111.3692 | TBD | Florence | AZ | 85128 | Pinal | WECC | AZPS | Arizona Public Service Company | Mixed | Solar Photovoltaic; Batteries | 2 | BOCA1; BOCA2 | 600 | 600 | 600 | NR | IPP Non-CHP | 230 | Q | [7 empty] | 1200 | 300 | 300 | LIB
68282 | WECC | Centralia Battery Energy Storage System | 66701 | CENT bn, LLC | 46.7798 | -122.8848 | TBD | Bucoda | WA | 98531 | Thurston | WECC | PSEI | Puget Sound Energy | Battery | Batteries | 1 | CENT | 200 | 200 | 200 | NR | IPP Non-CHP | 115 | Q | [7 empty] | 800 | 200 | 200 | LIB
68283 | WECC | Desert Sand BESS | 66702 | DESA bn, LLC | 33.497 | -113.0514 | TBD | Tonopah | AZ | 85354 | Maricopa | WECC | AZPS | Arizona Public Service Company | Mixed | Batteries; Solar Photovoltaic | 2 | DESA; DESA1 | 600 | 600 | 600 | NR | IPP Non-CHP | 500 | Q | [7 empty] | 1200 | 300 | 300 | LIB
68284 | WECC | Puuloa Energy | 66707 | Puuloa Energy LLC | 21.3478 | -157.9506 | TBD | Honolulu | HI | 96818 | Honolulu | WECC | HECO | Hawaiian Electric Co Inc | Other | Other Waste Biomass | 11 | PE-1; PE-10; PE-11; PE-2; PE-3; PE-4; PE-5; PE-6; PE-7; PE-8; PE-9 | 103.4 | 103.4 | 103.4 | NR | IPP Non-CHP | 46 | Q
68285 | WECC | Puuloa Solar | 66708 | Puuloa Solar LLC | 21.3515 | -157.9269 | TBD | Honolulu | HI | 96818 | Honolulu | WECC | HECO | Hawaiian Electric Co Inc | Mixed | Solar Photovoltaic; Batteries | 2 | PS-1; PS-2 | 12.4 | 12.4 | 12.4 | NR | IPP Non-CHP | 46 | Q | [7 empty] | 24 | 6 | 6 | LIB
68286 | SPP | Kennett Solar | 22500 | Evergy Kansas Central, Inc | 36.2079 | -90.0572 | 18570 CR 508 | Kennett | MO | 63857 | Dunklin | MRO | SWPP | Southwest Power Pool | Solar | Solar Photovoltaic | 1 | KSPV1 | 4.9 | 4.9 | 4.9 | RE | Electric Utility | 13.2 | I
68287 | WECC | Eagle Eye Solar and Storage | 66681 | EAGL bn, LLC | 33.727 | -112.881 | TBD | TBD | AZ | 85357 | La Paz | WECC | WALC | Western Area Power Administration - Desert Southwest Region | Mixed | Solar Photovoltaic; Batteries | 2 | EAGL1; EAGL2 | 800 | 800 | 800 | NR | IPP Non-CHP | 230 | Q | [7 empty] | 1600 | 400 | 400 | LIB
68288 | MISO | Flag Run Solar | 66682 | MAHI bn, LLC | 38.556 | -85.201 | TBD | TBD | IN | 47111 | Clark | MRO | MISO | Midcontinent Independent Transmission System Operator, Inc.. | Solar | Solar Photovoltaic | 1 | MAHI | 200 | 200 | 200 | NR | IPP Non-CHP | 345 | Q
68294 | SPP | Viola Generating Station | 22500 | Evergy Kansas Central, Inc | 37.3315 | -97.67 | TBD | Conway Springs | KS | 67031 | Sumner | MRO | SWPP | Southwest Power Pool | Natural Gas | Natural Gas Fired Combined Cycle | 1 | VIO1 | 765 | 693.2 | 721.1 | RE | Electric Utility | 345 | I
68295 | SPP | McNew Generating Station | 22500 | Evergy Kansas Central, Inc | 38.0059 | -97.9217 | TBD | Hutchison | KS | 67501 | Reno | MRO | SWPP | Southwest Power Pool | Natural Gas | Natural Gas Fired Combined Cycle | 1 | MCN1 | 765 | 690.4 | 717.8 | RE | Electric Utility | 345 | I
68296 | SPP | Mullin Creek #1 Generating Station | 12698 | Evergy Missouri West | 38.0059 | -97.9217 | TBD | Barnard | MO | 64423 | Nodaway | MRO | SWPP | Southwest Power Pool | Natural Gas | Natural Gas Fired Combustion Turbine | 1 | MC1 | 489.7 | 425.1 | 450.6 | RE | Electric Utility | 345 | I
68297 | MISO | Green River Solar | 66703 | Green River Solar, LLC | 37.9099 | -86.2601 | 8365 Highway 79 | Guston | KY | 40142 | Meade | SERC | MISO | Midcontinent Independent Transmission System Operator, Inc.. | Solar | Solar Photovoltaic | 1 | 4598 | 200 | 200 | 200 | NR | IPP Non-CHP | 161 | Q
68298 | WECC | THREE SISTERS Solar Generation and BESS | 66704 | THSI bn, LLC | 32.0537 | -109.823 | TBD | Manzoro | AZ | 86401 | Pinal | WECC | AZPS | Arizona Public Service Company | Mixed | Batteries; Solar Photovoltaic | 2 | THSI1; THSI2 | 600 | 600 | 600 | NR | IPP Non-CHP | 230 | Q | [7 empty] | 1200 | 600 | 600 | LIB
68299 | WECC | Tualatin Battery Energy Storage System | 66705 | TUAL bn, LLC | 45 | -122 | TBD | Sherwood | OR | 97062 | Washington | WECC | PGE | Portland General Electric Company | Battery | Batteries | 1 | TUAL | 400 | 400 | 400 | NR | IPP Non-CHP | 230 | Q | [7 empty] | 1600 | 400 | 400 | LIB
68300 | WECC | Sinclair BESS | 66706 | SINC bn, LLC | 47.5385 | -122.697 | TBD | Gorst | WA | 98337 | Jefferson | WECC | PSEI | Puget Sound Energy | Battery | Batteries | 1 | SINC | 200 | 200 | 200 | NR | IPP Non-CHP | 230 | Q | [7 empty] | 800 | 200 | 200 | LIB
68301 | PJM | Cabin Creek MD | 64904 | AES Clean Energy | 38.615 | -75.8959 | 4340 East New Market Hurlock R | Hurlock | MD | 21643 | Dorchester | RFC | PJM | PJM Interconnection, LLC | Solar | Solar Photovoltaic | 1 | CABCR | 2 | 2 | 2 | NR | IPP Non-CHP | 12.5 | Q
68302 | PJM | Lake Trout Solar | 66714 | Lake Trout Solar | 40.5249 | -85.3033 | TBD | Montpelier | IN | 47359 | Blackford | RFC | PJM | PJM Interconnection, LLC | Solar | Solar Photovoltaic | 1 | LAKET | 245 | 245 | 245 | NR | IPP Non-CHP | 345 | Q
68309 | PJM | Sunday Solar | 66697 | Alpin Holding LLC | 37.8959 | -79.3353 | TBD | Fairfield | VA | 24435 | Rockingham | RFC | PJM | PJM Interconnection, LLC | Mixed | Solar Photovoltaic; Batteries | 2 | SUN; SUNB | 280 | 280 | 280 | NR | IPP Non-CHP | 115 | IND | [7 empty] | 140 | 140 | 140 | OTH
68312 | PJM | Echelon Solar | 66697 | Alpin Holding LLC | 40.6872 | -81.0769 | TBD | Pettersonville | OH | 44615 | Carroll | RFC | PJM | PJM Interconnection, LLC | Mixed | Solar Photovoltaic; Batteries | 2 | ECHE; ECHEB | 160 | 160 | 160 | NR | IPP Non-CHP | 345 | IND | [7 empty] | 80 | 80 | 80 | OTH
68313 | PJM | May Solar | 66697 | Alpin Holding LLC | 37.0306 | -81.003 | TBD | Wytheville | VA | 24382 | Pulaski | RFC | PJM | PJM Interconnection, LLC | Mixed | Solar Photovoltaic; Batteries | 2 | MAY; MAYB | 300 | 300 | 300 | NR | IPP Non-CHP | 138 | IND | [7 empty] | 150 | 150 | 150 | OTH
68314 | PJM | Issa Solar | 66697 | Alpin Holding LLC | 36.7906 | -80.7277 | TBD | Hillsville | VA | 24343 | Carroll | RFC | PJM | PJM Interconnection, LLC | Mixed | Solar Photovoltaic; Batteries | 2 | ISSA; ISSAP | 300 | 300 | 300 | NR | IPP Non-CHP | 138 | IND | [7 empty] | 150 | 150 | 150 | OTH
68315 | WECC | Anthelope Hills Solar Generation BESS | 66711 | ARFL bn, LLC | 45.0503 | -113.0588 | TBD | Grant | MT | 57925 | Beaverhead | WECC | NWMT | NorthWestern Energy (NWMT) | Mixed | Solar Photovoltaic; Batteries | 2 | ARFL1; ARFL2 | 400 | 400 | 400 | NR | IPP Non-CHP | 230 | Q | [7 empty] | 800 | 200 | 200 | LIB
68316 | WECC | Biglow Solar Generation and BESS | 66712 | BIGL bn, LLC | 45.606 | -120.625 | TBD | Klondike | OR | 97065 | Sherman | WECC | PGE | Portland General Electric Company | Mixed | Solar Photovoltaic; Batteries | 2 | BIGL1; BIGL2 | 700 | 700 | 700 | NR | IPP Non-CHP | 230 | Q | [7 empty] | 1000 | 250 | 250 | LIB
68317 | WECC | Dutchman Solar generation and BESS | 66713 | DUTC bn, LLC | 42.8716 | -105.8176 | TBD | Glenrock | WY | 82637 | Converse | WECC | WACM | Western Area Power Administration - Rocky Mountain Region | Mixed | Solar Photovoltaic; Batteries | 2 | DUTC1; DUTC2 | 998 | 998 | 998 | NR | IPP Non-CHP | 230 | Q | [7 empty] | 1996 | 499 | 499 | LIB
68319 | MISO | Nimbus Wind Farm | 66726 | Nimbus Wind Farm LLC | 36.2712 | -93.4068 | 3140 CR 905 | Green Forest | AR | 72638 | Carroll | MRO | MISO | Midcontinent Independent Transmission System Operator, Inc.. | Wind | Onshore Wind Turbine | 1 | NIM | 183 | 183 | 183 | NR | IPP Non-CHP | 161 | Q
68321 | WECC | Atlas BESS IV LLC | 66716 | ATLAS BESS IV, LLC | 33.5829 | -113.5769 | 45000 Sore Finger Rd, | Salome | AZ | 85325 | La Paz | WECC | CISO | California Independent System Operator | Battery | Batteries | 1 | ALT4 | 150 | 150 | 150 | NR | IPP Non-CHP | 500 | Q | [7 empty] | 600 | 150 | 150 | LIB
68322 | WECC | Atlas VII | 66717 | Atlas VII LLC | 33.5829 | -113.5769 | 45000 Sore Finger Rd, | Salome | AZ | 85325 | La Paz | WECC | CISO | California Independent System Operator | Battery | Batteries | 2 | ALT7A; ALT7B | 300 | 300 | 300 | NR | IPP Non-CHP | 500 | Q | [7 empty] | 1200 | 300 | 300 | LIB
68323 | WECC | Atlas VIII | 66718 | Atlas VIII LLC | 33.5829 | -113.5769 | 45000 Sore Finger Rd, | Salome | AZ | 85325 | La Paz | WECC | CISO | California Independent System Operator | Battery | Batteries | 2 | ALT8A; ALT8B | 382.4 | 382.4 | 382.4 | NR | IPP Non-CHP | 500 | Q | [7 empty] | 1529.6 | 382.4 | 382.4 | LIB
68324 | WECC | Atlas IX | 66719 | Atlas IX LLC | 33.5829 | -113.5769 | 45000 Sore Finger Rd, | Salome | AZ | 85325 | La Paz | WECC | CISO | California Independent System Operator | Battery | Batteries | 1 | ALT9 | 150 | 150 | 150 | NR | IPP Non-CHP | 500 | Q | [7 empty] | 600 | 150 | 150 | LIB
68325 | MISO | Show Me State Solar | 66728 | Show Me State Solar, LLC | 38.9587 | -91.9448 | TBD | Kingdom City | MO | 65262 | Callaway | SERC | MISO | Midcontinent Independent Transmission System Operator, Inc.. | Solar | Solar Photovoltaic | 1 | SMS | 250 | 250 | 250 | NR | IPP Non-CHP | 345 | Q
68328 | WECC | ORCHARD Solar Generation and BESS | 66715 | Yuma bn, LLC | 32.5491 | -114.5974 | TBD | TBD | AZ | 85365 | Yuma | WECC | AZPS | Arizona Public Service Company | Mixed | Solar Photovoltaic; Batteries | 2 | ORCH1; ORCH2 | 1000 | 1000 | 1000 | NR | IPP Non-CHP | 230 | Q | [7 empty] | 2000 | 500 | 500 | LIB
68329 | WECC | Tower Solar, LLC | 15399 | Avangrid Power LLC | 45.8211 | -119.7994 | 78202 Tower Road | Boardman | OR | 97818 | Morrow | WECC | BPAT | Bonneville Power Administration | Solar | Solar Photovoltaic | 1 | TWS | 120 | 120 | 120 | NR | IPP Non-CHP | 115 | Q
68339 | MISO | Abercrombie Solar | 14232 | Otter Tail Power Co | 46.4277 | -96.8259 | TBD | Abercrombie | ND | 58001 | Richland | MRO | MISO | Midcontinent Independent Transmission System Operator, Inc.. | Solar | Solar Photovoltaic | 1 | 1 | 295.1 | 295.1 | 295.1 | RE | Electric Utility | 230 | I
68340 | MISO | Solway Solar | 14232 | Otter Tail Power Co | 47.5465 | -95.13 | TBD | Solway | MN | 56678 | Beltrami | MRO | MISO | Midcontinent Independent Transmission System Operator, Inc.. | Solar | Solar Photovoltaic | 1 | 1 | 50 | 50 | 50 | RE | Electric Utility | 115 | I
68341 | WECC | Greenwater BESS | 66736 | GREE bn, LLC | 47.2365 | -122.2271 | TBD | TBD | WA | 98390 | Pierce | WECC | PSEI | Puget Sound Energy | Battery | Batteries | 1 | GREE | 200 | 200 | 200 | NR | IPP Non-CHP | 230 | Q | [7 empty] | 800 | 200 | 200 | LIB
68342 | WECC | Hop Hill Solar Generation and BESS | 66737 | HOHI bn, LLC | 46.324 | -119.822 | TBD | TBD | WA | 98944 | Benton | WECC | BPAT | Bonneville Power Administration | Mixed | Onshore Wind Turbine; Solar Photovoltaic; Batteries | 3 | HOHI; HOHI1; HOHI2 | 2600 | 2600 | 2600 | NR | IPP Non-CHP | 230 | Q | [7 empty] | 5600 | 1400 | 1400 | LIB
68343 | WECC | Grand Valley Solar Generation and BESS | 66738 | GRVA bn, LLC | 39.1987 | -108.782 | TBD | TBD | CO | 81524 | Mesa | WECC | PSCO | Public Service Company of Colorado | Mixed | Solar Photovoltaic; Batteries | 2 | GRVA1; GRVA2 | 200 | 200 | 200 | NR | IPP Non-CHP | 230 | Q | [7 empty] | 400 | 100 | 100 | LIB
68344 | WECC | Lower Snake Solar Generation BESS | 66739 | LOSN, LLC | 46.5024 | -117.8263 | TBD | TBD | WA | 99347 | Garfield | WECC | BPAT | Bonneville Power Administration | Mixed | Solar Photovoltaic; Batteries | 2 | LOSN1; LOSN2 | 600 | 600 | 600 | NR | IPP Non-CHP | 138 | Q | [7 empty] | 1200 | 300 | 300 | LIB
68345 | WECC | Oportunity Solar Generation and BESS | 66740 | OPPO bn, LLC | 46.1439 | -112.839 | TBD | TBD | MT | 59711 | Deer Lodge | WECC | NWMT | NorthWestern Energy (NWMT) | Mixed | Solar Photovoltaic; Batteries | 2 | OPPO1; OPPO2 | 400 | 400 | 400 | NR | IPP Non-CHP | 230 | Q | [7 empty] | 800 | 200 | 200 | LIB
68352 | MISO | Girasol Solar Farm | 66756 | Girasol Solar Farm LLC | 33.6761 | -90.6429 | TBD | Shaw | MS | 38773 | Sunflower | SERC | MISO | Midcontinent Independent Transmission System Operator, Inc.. | Solar | Solar Photovoltaic | 1 | GIPV1 | 100 | 100 | 100 | NR | IPP Non-CHP | 115 | Q
68366 | WECC | AGATE BESS | 66731 | BrightNight Power | 47.7688 | -122.6078 |  | Poulsbo | WA | 98370 | Kitsap | WECC | PSEI | Puget Sound Energy | Battery | Batteries | 1 | AGAT | 170 | 170 | 170 | NR | IPP Non-CHP | 115 | Q | [7 empty] | 680 | 170 | 170 | LIB
68368 | MISO | Mayfield Solar and Storage | 66731 | BrightNight Power | 36.8864 | -88.659 |  | Mayfield | KY | 42027 | McCracken | SERC | MISO | Midcontinent Independent Transmission System Operator, Inc.. | Solar | Solar Photovoltaic | 1 | MYSO | 200 | 200 | 200 | NR | IPP Non-CHP | 161 | Q
68369 | PJM | Starfire Mountain Solar | 66731 | BrightNight Power | 37.4119 | -83.1206 |  | Talcum | KY | 41722 | Perry | MRO | PJM | PJM Interconnection, LLC | Solar | Solar Photovoltaic | 1 | STMO | 410 | 410 | 410 | NR | IPP Non-CHP | 138 | Q
68370 | WECC | Salmonfly Solar and Storage | 66731 | BrightNight Power | 44.6157 | -121.3436 |  | Warm Springs | OR | 97741 | Jefferson | WECC | PGE | Portland General Electric Company | Mixed | Solar Photovoltaic; Batteries | 2 | SALM; SALM2 | 494 | 494 | 494 | NR | IPP Non-CHP | 500 | Q | [7 empty] | 988 | 247 | 247 | LIB
68371 | WECC | Red Butte Solar and Storage | 66731 | BrightNight Power | 37.6134 | -113.644 |  | Newcastle | UT | 84756 | Iron | WECC | PACE | PacifiCorp - East | Mixed | Solar Photovoltaic; Batteries | 2 | REBU; REBU2 | 600 | 600 | 600 | NR | IPP Non-CHP | 345 | Q | [7 empty] | 1200 | 300 | 300 | LIB
68373 | MISO | MN CSG 2019-105 | 66745 | MN CSG 2019-105 LLC | 44.3395 | -92.0002 | 66094 CR 30 | Wabash | MN | 55981 | Wabasha | MRO | MISO | Midcontinent Independent Transmission System Operator, Inc.. | Solar | Solar Photovoltaic | 1 | HAGER | 1 | 1 | 1 | NR | IPP Non-CHP | 48 | Q
68374 | MISO | MN CSG 2019-67 | 66746 | MN CSG 2019-67 LLC | 45.4211 | -94.0334 | 6093 State Highway 24 SE | Clear Lake | MN | 55319 | Sherburne | MRO | MISO | Midcontinent Independent Transmission System Operator, Inc.. | Solar | Solar Photovoltaic | 1 | MONK | 1 | 1 | 1 | NR | IPP Non-CHP | 48 | Q
68382 | SPP | Swan Creek Wind | 66772 | Swan Creek Wind LLC | 40.581 | -97.2102 | TBD | Friend | NE | 68359 | Saline | MRO | SWPP | Southwest Power Pool | Wind | Onshore Wind Turbine | 1 | SWCR | 126 | 126 | 126 | NR | IPP Non-CHP | 115 | Q
68386 | WECC | Mountain Peak Power Station | 67224 | Mountain Peak Power, LLC | 40.1472 | -104.5492 | 10001 CR 55 | Keenesburg | CO | 80643 | Weld | WECC | WACM | Western Area Power Administration - Rocky Mountain Region | Natural Gas | Natural Gas Fired Combustion Turbine | 6 | MPP_1; MPP_2; MPP_3; MPP_4; MPP_5; MPP_6 | 162.6 | 138 | 172.2 | NR | IPP Non-CHP | 69 | Q | WACM.UPIW.MPP1; WACM.UPIW.MPP2; WACM.UPIW.MPP3; WACM.UPIW.MPP4; WACM.UPIW.MPP5; WACM.UPIW.MPP6
68392 | PJM | IL2 - W109 | 65043 | Madison Energy Investments LLC | 41.4705 | -88.0237 | 52 South Street | Joliet | IL | 60436 | Will | SERC | PJM | PJM Interconnection, LLC | Solar | Solar Photovoltaic | 1 | IL2PV | 4.9 | 4.9 | 4.9 | NR | IPP Non-CHP | 12.5 | Q
68396 | WECC | Sunstone Solar | 66778 | Sunstone Solar, LLC | 45.6059 | -119.563 | TBD | Ione | OR | 87839 | Morrow | WECC | BPAT | Bonneville Power Administration | Mixed | Batteries; Solar Photovoltaic | 2 | PGB45; PGR45 | 2400 | 2400 | 2400 | NR | IPP Non-CHP | 230 | Q | [7 empty] | 4800 | 1200 | 1200 | OTH
68397 | WECC | Ironwood Solar | 803 | Arizona Public Service Co | 32.9156 | -113.5778 | 61500 Palomas Road | Dateland | AZ | 85333 | Yuma | WECC | AZPS | Arizona Public Service Company | Solar | Solar Photovoltaic | 1 | I168M | 168 | 168 | 168 | RE | Electric Utility | 500 | I
68412 | MISO | DIVOCSG 13 | 66776 | DIVOCSG 13 LLC | 44.3645 | -92.0274 | 1742 Hiawatha Dr E, | Wabasha | MN | 55981 | Wabasha | MRO | MISO | Midcontinent Independent Transmission System Operator, Inc.. | Solar | Solar Photovoltaic | 1 | DIV13 | 1 | 1 | 1 | NR | IPP Non-CHP | 48 | Q
68413 | MISO | Old Town Wind | 66774 | Old Town Wind LLC | 40.989 | -89.1733 | TBD | Toluca | IL | 61369 | Marshall | MRO | MISO | Midcontinent Independent Transmission System Operator, Inc.. | Wind | Onshore Wind Turbine | 1 | OT | 178 | 178 | 178 | NR | IPP Non-CHP | 138 | Q
68414 | WECC | Catclaw Solar | 66784 | 311SV 8me, LLC | 33.5806 | -112.6867 | TBD | Buckeye | AZ | 85396 | Maricopa | WECC | AZPS | Arizona Public Service Company | Mixed | Solar Photovoltaic; Batteries | 2 | CC8; SV | 450 | 450 | 450 | NR | IPP Non-CHP | 230 | Q | [7 empty] | 1000 | 250 | 250 | LIB
68417 | SPP | Hallsville | 17698 | Southwestern Electric Power Co | 32.4607 | -94.4852 | 2396 FM Rd 3251 | Hallsville | TX | 75650 | Harrison | MRO | SWPP | Southwest Power Pool | Natural Gas | Natural Gas Fired Combustion Turbine | 2 | 1; 2 | 450 | 400 | 450 | RE | Electric Utility | 138 | I
68418 | PJM | Keydet Solar Center | 64904 | AES Clean Energy | 37.4371 | -77.1587 | 8411 Roxbury Road | Charles City | VA | 23030 | Charles City | SERC | PJM | PJM Interconnection, LLC | Solar | Solar Photovoltaic | 1 | KEYDT | 120 | 120 | 120 | NR | IPP Non-CHP | 230 | Q
68424 | MISO | Tibbits Energy Storage | 66814 | Tibbits Energy Storage LLC | 41.9607 | -84.9784 | 501 Michigan Rd | Coldwater | MI | 49036 | Branch | MRO | MISO | Midcontinent Independent Transmission System Operator, Inc.. | Battery | Batteries | 1 | TIBB1 | 104.9 | 100 | 100 | NR | IPP Non-CHP | 138 | Q | [7 empty] | 400 | 100 | 100 | LIB
68426 | MISO | Voyager Energy Storage | 66816 | Voyager Energy Storage LLC | 42.1532 | -83.8333 | TBD | Ann Arbor | MI | 48176 | Washtenaw | RFC | MISO | Midcontinent Independent Transmission System Operator, Inc.. | Battery | Batteries | 1 | VOYGR | 100 | 100 | 100 | NR | IPP Non-CHP | 120 | Q | [7 empty] | 400 | 100 | 100 | LIB
68427 | WECC | Ardagh Solar | 66817 | KDC Solar Madera, LLC | 36.9213 | -120.1083 | 11805 Road 24 | Madera | CA | 93637 | Madera | WECC | CISO | California Independent System Operator | Solar | Solar Photovoltaic | 1 | 1 | 12.9 | 10 | 10 | NR | IPP Non-CHP | 12.47 | Q
68429 | MISO | Fairbanks Solar Project | 66785 | Fairbanks Solar Energy Center LLC | 39.1933 | -87.5238 | 5520 W County Road 850N | Fairbanks | IN | 47849 | Sullivan | RFC | MISO | Midcontinent Independent Transmission System Operator, Inc.. | Solar | Solar Photovoltaic | 1 | FBNKS | 250 | 250 | 250 | RE | Electric Utility | 345 | Q
68431 | PJM | Cadence Solar Energy Center | 66797 | Cadence Solar Energy LLC | 40.378 | -83.4369 | TBD | Marysville | OH | 43040 | Union | RFC | PJM | PJM Interconnection, LLC | Solar | Solar Photovoltaic | 1 | CADNC | 240 | 240 | 240 | NR | IPP Non-CHP | 345 | IND
68436 | WECC | WPR RE Holdings | 66799 | WPR RE Holdings, LLC | 35.7832 | -119.8652 | TBD | Lost Hills | CA | 93249 | Kern | WECC | CISO | California Independent System Operator | Solar | Solar Photovoltaic | 1 | 22323 | 2.9 | 2.9 | 2 | NR | IPP Non-CHP | 12 | COM
68439 | WECC | NorCal FPV 1 | 66800 | NorCal FPV 1, LLC | 37.6778 | -121.8275 | TBD | Pleasanton | CA | 94588 | Alameda | WECC | CISO | California Independent System Operator | Solar | Solar Photovoltaic | 1 | 17184 | 10 | 10 | 7 | NR | Industrial Non-CHP | 12 | IND
68442 | WECC | Ellis Creek Solar | 66801 | Ellis Creek Solar, LLC | 38.2223 | -122.5737 | Lakeville Hwy | Petaluma | CA | 94954 | Sonoma | WECC | CISO | California Independent System Operator | Solar | Solar Photovoltaic | 1 | 17188 | 4 | 4 | 2.9 | NR | IPP Non-CHP | 12 | COM
68452 | WECC | Kitt Solar | 66818 | 301AK 8me LLC | 32.7335 | -111.5691 | TBD | Eloy | AZ | 85131 | Pinal | WECC | AZPS | Arizona Public Service Company | Mixed | Batteries; Solar Photovoltaic | 2 | KITTB; KITTS | 200 | 200 | 200 | NR | IPP Non-CHP | 69 | Q | [7 empty] | 400 | 100 | 100 | LIB
68455 | MISO | Gibson Solar | 66826 | Gibson Solar, LLC | 38.318 | -87.5306 | TBD | Princeton | IN | 47670 | Gibson | MRO | MISO | Midcontinent Independent Transmission System Operator, Inc.. | Solar | Solar Photovoltaic | 1 | GIBBY | 200 | 200 | 200 | NR | IPP Non-CHP | 345 | Q
68457 | MISO | DIVOCSG 14 LLC | 66820 | DIVOCSG 14 LLC | 44.3396 | -91.9974 | 66092 E County Road 30 | Wabasha | MN | 55981 | Wabasha | MRO | MISO | Midcontinent Independent Transmission System Operator, Inc.. | Solar | Solar Photovoltaic | 1 | DIV14 | 1 | 1 | 1 | NR | IPP Non-CHP | 48 | Q
68461 | WECC | Key Energy Storage | 66831 | Key Energy Storage LLC | 36.1368 | -120.1312 | 18443 W Jayne Ave | Huron | CA | 93234 | Fresno | WECC | CISO | California Independent System Operator | Battery | Batteries | 3 | KEYBA; KEYBB; KEYBC | 300 | 300 | 300 | NR | IPP Non-CHP | 500 | Q | [7 empty] | 1640 | 300 | 300 | LIB
68462 | WECC | Pine Grove - (OR) | 66832 | Pine Grove Solar LLC | 42.186 | -121.687 | Keller Rd | Klamath Falls | OR | 97261 | Klamath | WECC | PACW | PacifiCorp - West | Solar | Solar Photovoltaic | 1 | PV1 | 1.4 | 1.4 | 1.4 | NR | IPP Non-CHP | 12 | Q
68463 | WECC | Orchard Knob | 66833 | Orchard Knob Solar LLC | 44.947 | -123.31 | 600 Perrydale Rd | Dallas | OR | 97338 | Polk | WECC | PACW | PacifiCorp - West | Solar | Solar Photovoltaic | 1 | PV1 | 2.3 | 2.3 | 2.3 | NR | IPP Non-CHP | 20.8 | Q
68465 | WECC | Imperator Solar | 66798 | Imperator Solar, LLC | 35.4932 | -119.1659 | Zerker Road S | Shafter | CA | 93263 | Kern | WECC | CISO | California Independent System Operator | Solar | Solar Photovoltaic | 1 | 22324 | 2 | 2 | 1.3 | NR | Industrial Non-CHP | 12 | IND
68466 | WECC | Centennial Flats | 66217 | Copia Power | 33.5883 | -113.5283 | 51801 Sore Finger Road | Salome | AZ | 85348 | La Paz | WECC | AZPS | Arizona Public Service Company | Mixed | Batteries; Solar Photovoltaic | 6 | CFB1; CFB2; CFB3; CFPV1; CFPV2; CFPV3 | 767.1 | 767.1 | 767.1 | NR | IPP Non-CHP | 500 | Q
68468 | WECC | Canyonland Solar | 64369 | Canyonland Solar LLC | 37.4313 | -108.7306 | TBD | Cortez | CO | 81321 | Montezuma | WECC | WACM | Western Area Power Administration - Rocky Mountain Region | Solar | Solar Photovoltaic | 1 | CO513 | 140 | 140 | 125 | NR | IPP Non-CHP | 115 | Q
68477 | WECC | Pediment BESS I | 66844 | Pediment BESS I LLC | 33.3557 | -111.6021 | 3246 S Signal Butte Road | Mesa | AZ | 85212 | Maricopa | WECC | SRP | Salt River Project | Battery | Batteries | 1 | 1 | 250 | 250 | 250 | NR | IPP Non-CHP | 230 | Q | [7 empty] | 1000 | 250 | 250 | LIB
68482 | PJM | Clinton Solar (OH) | 66837 | Clinton Solar (OH) LLC | 39.341 | -83.7691 | 912 Quigley Rd. | Martinsville | OH | 45146 | Clinton | RFC | PJM | PJM Interconnection, LLC | Solar | Solar Photovoltaic | 1 | CLN | 49.9 | 49.9 | 49.9 | NR | IPP Non-CHP | 69 | Q
68485 | WECC | Rexford 2 Solar Farm | 66856 | 22SV 8ME LLC | 35.8935 | -119.0805 | TBD | Ducor | CA | 93218 | Tulare | WECC | CISO | California Independent System Operator | Mixed | Solar Photovoltaic; Batteries | 2 | 22SVA; 22SVB | 400 | 400 | 400 | NR | IPP Non-CHP | 220 | Q | [7 empty] | 800 | 200 | 200 | LIB
68486 | WECC | Sienna 2 Solar and Storage Project | 66857 | 44ST 8ME LLC | 34.5067 | -116.8901 | TBD | Lucerne Valley | CA | 92356 | San Bernardino | WECC | CISO | California Independent System Operator | Mixed | Solar Photovoltaic; Batteries | 2 | 44STA; 44STB | 110 | 110 | 110 | NR | IPP Non-CHP | 220 | Q | [7 empty] | 220 | 55 | 55 | LIB
68487 | WECC | Pleasant Valley Solar 2 Project | 66852 | PVS 2, LLC | 43.3278 | -115.9882 | 15904 E Monroe Ave | Boise | ID | 83716 | Ada | WECC | IPCO | Idaho Power Company | Solar | Solar Photovoltaic | 1 | PVS2 | 125 | 125 | 125 | NR | IPP Non-CHP | 230 | Q
68488 | WECC | Garnet Mesa Solar | 66858 | Garnet Mesa Solar LLC | 38.7406 | -107.9825 | 20426 G Rd | Delta | CO | 81416 | Delta | WECC | WACM | Western Area Power Administration - Rocky Mountain Region | Solar | Solar Photovoltaic | 1 | GMS | 80 | 80 | 80 | NR | IPP Non-CHP | 115 | Q
68489 | PJM | IL BEDFORD PARK 7035 W 65TH ST | 66854 | Catalyze Bedford Park 7035 W 65th Street Microgrid, LLC | 41.7725 | -87.7972 | 7035 W 65TH ST, | BEDFORD PARK | IL | 60638 | Cook | RFC | PJM | PJM Interconnection, LLC | Solar | Solar Photovoltaic | 1 | 19575 | 2 | 2 | 2 | NR | IPP Non-CHP | 12.5 | Q
68492 | WECC | Sun Pond | 66853 | Sun Pond, LLC | 33.3812 | -112.8216 | 34322 W Salmone Hwy | Tonopah | AZ | 85354 | Maricopa | WECC | SRP | Salt River Project | Mixed | Solar Photovoltaic; Batteries | 2 | GEN01; GEN02 | 170 | 170 | 170 | NR | IPP Non-CHP | 525 | Q | [7 empty] | 340 | 85 | 85 | LIB
68494 | WECC | Shirk Energy Storage | 66848 | VESI 15 LLC | 36.3508 | -119.3735 | 7626 W. Sunnyview Ave | Visalia | CA | 93291 | Tulare | WECC | CISO | California Independent System Operator | Battery | Batteries | 1 | SHRK1 | 80 | 80 | 80 | NR | IPP Non-CHP | 66 | Q | [7 empty] | 320 | 80 | 80 | LIB
68497 | WECC | Rock Creek Wind I | 66862 | Rock Creek Wind I, LLC | 41.6037 | -106.1306 | 60 County Road 15 | McFadden | WY | 82083 | Carbon | WECC | PACE | PacifiCorp - East | Wind | Onshore Wind Turbine | 1 | ROCK1 | 190 | 190 | 190 | NR | IPP Non-CHP | 230 | COM
68498 | SPP | Pixley Solar Energy | 66863 | Pixley Solar Energy LLC | 37.2661 | -98.5002 | TBD | Pixley | KS | 67104 | Barber | MRO | SWPP | Southwest Power Pool | Solar | Solar Photovoltaic | 1 | PIXLY | 189 | 189 | 189 | NR | IPP Non-CHP | 345 | I
68501 | MISO | McFarland Schools Customer Hosted | 20856 | Wisconsin Power & Light Co | 43.0237 | -89.2674 | 3455 Siggelkow Rd | McFarland | WI | 53558 | Dane | MRO | MISO | Midcontinent Independent Transmission System Operator, Inc.. | Solar | Solar Photovoltaic | 1 | PV1 | 1.4 | 1.4 | 1.4 | RE | Electric Utility | 69 | I
68502 | MISO | Vienna Walbec Customer Hosted | 20856 | Wisconsin Power & Light Co | 43.2084 | -89.4102 | 5416 Easy Street | Waunakee | WI | 53597 | Dane | MRO | MISO | Midcontinent Independent Transmission System Operator, Inc.. | Solar | Solar Photovoltaic | 1 | PV1 | 1.4 | 1.4 | 1.4 | RE | Electric Utility | 69 | I
68503 | WECC | Rock Creek Wind II | 66861 | Rock Creek Wind II LLC | 41.6037 | -106.1306 | 60 County Road 15 | McFadden | WY | 82083 | Carbon | WECC | PACE | PacifiCorp - East | Wind | Onshore Wind Turbine | 1 | ROCK2 | 400 | 400 | 400 | NR | IPP Non-CHP | 230 | COM
68505 | MISO | MN CSG 2019-79 | 66872 | MN CSG 2019-79 LLC | 44.7825 | -95.4795 | 10021 830th Avenue | Granite Falls | MN | 56241 | Renville | MRO | MISO | Midcontinent Independent Transmission System Operator, Inc.. | Solar | Solar Photovoltaic | 1 | BONNI | 1 | 1 | 1 | NR | IPP Non-CHP | 13.8 | Q
68506 | MISO | MN CSG 2019-22 | 66873 | MN CSG 2019-22 LLC | 44.7951 | -95.1001 | 711 1st Street | Danube | MN | 56230 | Renville | MRO | MISO | Midcontinent Independent Transmission System Operator, Inc.. | Solar | Solar Photovoltaic | 1 | BRAUN | 1 | 1 | 1 | NR | IPP Non-CHP | 13.8 | Q
68509 | WECC | Ventasso Energy Storage, LLC | 56215 | Big Sky Wind, LLC | 32.7967 | -116.97 | 203 North Johnson Ave | El Cajon | CA | 92020 | San Diego | WECC | CISO | California Independent System Operator | Battery | Batteries | 1 | VNT | 50 | 50 | 50 | NR | IPP Non-CHP | 69 | Q | [7 empty] | 200 | 50 | 50 | LIB
68510 | PJM | Ritter Solar | 65265 | Repsol Renewables NA | 41.6949 | -84.3168 | County Road T & County Road 23 | Fayette | OH | 43521 | Fulton | RFC | PJM | PJM Interconnection, LLC | Solar | Solar Photovoltaic | 1 | CFC1 | 199 | 199 | 199 | NR | IPP Non-CHP | 138 | Q
68511 | PJM | Henry Solar | 65265 | Repsol Renewables NA | 41.4744 | -84.1127 | County Road 13 & County Road V | Napoleon | OH | 43545 | Henry | RFC | PJM | PJM Interconnection, LLC | Solar | Solar Photovoltaic | 1 | CHC1 | 206 | 206 | 206 | NR | IPP Non-CHP | 138 | Q
68514 | PJM | Mammoth Central II Solar Facility | 66781 | Mammoth Central II LLC | 41.0901 | -86.694 | TBD | Winamac | IN | 46996 | Pulaski | RFC | PJM | PJM Interconnection, LLC | Solar | Solar Photovoltaic | 1 | MC201 | 300 | 300 | 300 | NR | IPP Non-CHP | 345 | Q | Olive 345 kV
68515 | MISO | Greer Solar Plant | 66901 | Greer Solar, LLC | 33.1155 | -90.8308 | 580 Treadway Rd | Hollandale | MS | 38748 | Washington | SERC | MISO | Midcontinent Independent Transmission System Operator, Inc.. | Solar | Solar Photovoltaic | 1 | GREER | 200 | 200 | 200 | NR | IPP Non-CHP | 230 | Q
68516 | MISO | Wildwood Solar Plant | 66902 | Wildwood Solar, LLC | 33.9348 | -90.3386 | 10291 HWY 49 | Tutwiler | MS | 38963 | Tallahatchie | SERC | MISO | Midcontinent Independent Transmission System Operator, Inc.. | Solar | Solar Photovoltaic | 1 | WLD | 100 | 100 | 100 | NR | IPP Non-CHP | 115 | Q
68517 | SPP | Boot Hill Solar | 66904 | Boot Hill Solar LLC | 37.6939 | -99.9864 | 11256 Primrose Road, | Dodge City | KS | 67801 | Ford | MRO | SWPP | Southwest Power Pool | Solar | Solar Photovoltaic | 1 | BHS | 150 | 150 | 150 | NR | IPP Non-CHP | 115 | Q
68518 | WECC | Merced 2 BESS | 60059 | ZGlobal Inc | 37.0009 | -120.6648 | 19645 Aubrey Avenue | Dos Palos | CA | 93320 | Merced | WECC | CISO | California Independent System Operator | Battery | Batteries | 1 | MRC2B | 2 | 2 | 2 | NR | IPP Non-CHP | 12 | Q | [7 empty] | 8 | 2 | 2 | LIB
68519 | WECC | Madena 3 | 60059 | ZGlobal Inc | 39.026 | -121.5441 | 2000 Plumas Arboga Rd | Olivehurst | CA | 95961 | Yuba | WECC | CISO | California Independent System Operator | Battery | Batteries | 1 | MDNA3 | 3.9 | 3.9 | 3.9 | NR | IPP Non-CHP | 21 | Q | [7 empty] | 15.7 | 3.9 | 3.9 | LIB
68520 | WECC | Madena 4 | 60059 | ZGlobal Inc | 38.9776 | -121.3765 | 5020 Commercial Pl | Lincoln | CA | 95648 | Placer | WECC | CISO | California Independent System Operator | Battery | Batteries | 1 | MNDA4 | 5 | 5 | 5 | NR | IPP Non-CHP | 12 | Q | [7 empty] | 20 | 4.9 | 4.9 | LIB
68522 | WECC | Bishop Ranch - BR 8-O | 66893 | Executive Parkway BR8-O Solar Project 2020 LLC | 37.769 | -121.9668 | 5000 Executive Pkwy | San Ramon | CA | 94583 | Contra Costa | WECC | CISO | California Independent System Operator | Mixed | Batteries; Solar Photovoltaic | 2 | 4975B; 4975C | 1.5 | 1.5 | 1.5 | NR | IPP Non-CHP | 0.48 | Q | [7 empty] | 1.1 | 0.5 | 0.5 | LIB
68523 | WECC | Bishop Ranch - BR 8-Q | 66894 | Executive Parkway BR8-Q Solar Project 2020 LLC | 37.7687 | -121.9684 | 3000 Executive Pkwy | San Ramon | CA | 94583 | Contra Costa | WECC | CISO | California Independent System Operator | Mixed | Batteries; Solar Photovoltaic | 2 | 4977B; 4977C | 1.2 | 1.2 | 1.2 | NR | IPP Non-CHP | 0.48 | Q | [7 empty] | 1.1 | 0.5 | 0.5 | LIB
68524 | WECC | Bishop Ranch - BR 15-AA | 66895 | Alcosta Boulevard BR 15-AA Solar Project 2020 LLC | 37.7754 | -121.9613 | 12677 Alcosta Blvd | San Ramon | CA | 94583 | Contra Costa | WECC | CISO | California Independent System Operator | Mixed | Batteries; Solar Photovoltaic | 3 | 4654B; 4654C; 4654R | 1.2 | 1.2 | 1.2 | NR | IPP Non-CHP | 0.48 | Q | [7 empty] | 1.1 | 0.5 | 0.5 | LIB
68525 | WECC | Bishop Ranch - BR 15-CC | 66896 | Alcosta Boulevard BR 15-CC Solar Project 2020, LLC | 37.7733 | -121.9602 | 12657 Alcosta Blvd | San Ramon | CA | 94583 | Contra Costa | WECC | CISO | California Independent System Operator | Mixed | Batteries; Solar Photovoltaic | 3 | 4656B; 4656C; 4656R | 1.2 | 1.2 | 1.2 | NR | IPP Non-CHP | 0.48 | Q | [7 empty] | 1.1 | 0.5 | 0.5 | LIB
68526 | WECC | Kama 1 LLC | 66907 | Laketricity USA Inc. | 38.9911 | -123.1027 | 12625 Old River Rd | Hopland | CA | 95449 | Mendocino | WECC | CISO | California Independent System Operator | Mixed | Solar Photovoltaic; Batteries | 2 | 11; 11B | 2 | 2 | 2 | NR | IPP Non-CHP | 0.48 | Q | [7 empty] | 0.8 | 0.4 | 0.4 | LIB
68527 | WECC | Kama 3 LLC | 66907 | Laketricity USA Inc. | 38.9911 | -123.1027 | TBD | Corcoran | CA | 93230 | Kings | WECC | CISO | California Independent System Operator | Solar | Solar Photovoltaic | 1 | 18 | 86 | 86 | 86 | NR | IPP Non-CHP | 115 | Q
68528 | WECC | Dynamo Solar LLC | 66907 | Laketricity USA Inc. | 38.2291 | -122.2937 | 1515 Soscol Ferry Rd. | Napa | CA | 94558 | Napa | WECC | CISO | California Independent System Operator | Solar | Solar Photovoltaic | 1 | 77 | 24.5 | 24.5 | 24.5 | NR | IPP Non-CHP | 60 | Q
68529 | WECC | Flatland Storage | 66908 | Flatland Storage LLC | 32.9192 | -111.4989 | 4750 S. Vail Rd. | Coolidge | AZ | 85128 | Pinal | WECC | SRP | Salt River Project | Battery | Batteries | 1 | FS01 | 200 | 200 | 200 | NR | IPP Non-CHP | 230 | Q | [7 empty] | 800 | 200 | 200 | LIB
68530 | MISO | Agrimony 2 | 60025 | Greenbacker Renewable Energy Corporation | 42.4823 | -89.9914 | 7612 IL-78 | Warren | IL | 61084 | Jo Daviess | SERC | MISO | Midcontinent Independent Transmission System Operator, Inc.. | Solar | Solar Photovoltaic | 1 | 703 | 2 | 2 | 2 | NR | IPP Non-CHP | 34.5 | Q
68531 | MISO | Agrimony 1 | 60025 | Greenbacker Renewable Energy Corporation | 42.4824 | -89.9895 | 7612 IL-78 | Warren | IL | 61084 | Jo Daviess | SERC | MISO | Midcontinent Independent Transmission System Operator, Inc.. | Solar | Solar Photovoltaic | 1 | 703 | 2 | 2 | 2 | NR | IPP Non-CHP | 34.5 | Q
68534 | MISO | Wheatland | 58764 | Origis Energy USA, Inc | 38.6922 | -87.2877 | 1090 N. Ghost Hollow Road | Wheatland | IN | 47597 | Knox | MRO | MISO | Midcontinent Independent Transmission System Operator, Inc.. | Solar | Solar Photovoltaic | 1 | OEIN1 | 150 | 150 | 150 | NR | IPP Non-CHP | 138 | Q
68535 | MISO | MN CSG 2019-77 | 66913 | MN CSG 2019-77 LLC | 44.4735 | -93.2187 | 3749 330th St. W. | Northfield | MN | 55057 | Dakota | MRO | MISO | Midcontinent Independent Transmission System Operator, Inc.. | Solar | Solar Photovoltaic | 1 | DEVNY | 1 | 1 | 1 | NR | IPP Non-CHP | 15 | Q
68538 | PJM | IL University Park 450 Central Ave | 66914 | Catalyze University Park Central Ave Microgrid, LLC | 41.4537 | -87.75 | 450 Central Ave | University Park | IL | 60484 | Will | RFC | PJM | PJM Interconnection, LLC | Solar | Solar Photovoltaic | 1 | 20424 | 2.3 | 2.3 | 2.3 | NR | IPP Non-CHP | 12 | Q
68539 | PJM | IL Bolingbrook 279 Marquette Dr | 66915 | Catalyze Bolingbrook 279 Marquette Drive Microgrid, LLC | 41.6724 | -88.0619 | 279 Marquette Dr | Bolingbrook | IL | 60440 | Will | RFC | PJM | PJM Interconnection, LLC | Solar | Solar Photovoltaic | 1 | 19572 | 1 | 1 | 1 | NR | IPP Non-CHP | 12 | Q
68540 | WECC | Bayer Oxnard - Meter# 4719 | 66916 | Camino del Sol 2 Solar Project 2022, LLC | 34.2034 | -119.1394 | 2700 Camino del Sol | Oxnard | CA | 93030 | Ventura | WECC | CISO | California Independent System Operator | Solar | Solar Photovoltaic | 1 | 6245 | 1.3 | 1.3 | 1.3 | NR | IPP Non-CHP | 0.48 | Q
68541 | WECC | Palmdale Water District HQ | 66917 | East Avenue Q Solar Project 2022, LLC | 34.5879 | -118.0931 | 2029 E Avenue Q | Palmdale | CA | 93550 | Los Angeles | WECC | CISO | California Independent System Operator | Solar | Solar Photovoltaic | 1 | 7169 | 1.7 | 1.7 | 1.7 | NR | IPP Non-CHP | 12 | Q
68542 | WECC | Palmdale Water District 6MG Tank | 66917 | East Avenue Q Solar Project 2022, LLC | 34.558 | -118.1187 | 641 E Avenue S | Palmdale | CA | 93550 | Los Angeles | WECC | CISO | California Independent System Operator | Mixed | Batteries; Solar Photovoltaic | 2 | 7170B; 7170G | 1.3 | 1.3 | 1.3 | NR | IPP Non-CHP | 0.48 | Q | [7 empty] | 0.6 | 0.3 | 0.3 | LIB
68544 | PJM | IL Bedford Park 6901 W 65th St | 66921 | Catalyze Bedford Park 6901 W 65th Street Microgrid, LLC | 41.7727 | -87.7943 | 6901 W 65th St | Bedford Park | IL | 60638 | Cook | RFC | PJM | PJM Interconnection, LLC | Solar | Solar Photovoltaic | 1 | 19574 | 2 | 2 | 2 | NR | IPP Non-CHP | 12.5 | Q
68550 | WECC | Kelly Creek Solar | 66920 | Kelly Creek Solar, LLC | 42.1339 | -123.6303 | Rockydale Road | Cave Junction | OR | 97523 | Josephine | WECC | PACW | PacifiCorp - West | Solar | Solar Photovoltaic | 1 | KELLY | 2.3 | 2.3 | 2.3 | NR | IPP Non-CHP | 12 | Q
68557 | MISO | SR Forrest City | 66931 | SR Forrest City, LLC | 34.9843 | -90.786 | 2210 South Washington Street | Forrest City | AR | 72335 | St Francis | SERC | MISO | Midcontinent Independent Transmission System Operator, Inc.. | Solar | Solar Photovoltaic | 1 | FORRC | 4.8 | 4.8 | 4.8 | NR | IPP Non-CHP | 13.8 | Q
68567 | MISO | SR Sunset | 66941 | SR Sunset, LLC | 30.4216 | -92.0751 | TBD | Sunset | LA | 70584 | St Landry | SERC | MISO | Midcontinent Independent Transmission System Operator, Inc.. | Solar | Solar Photovoltaic | 1 | SUNST | 4.3 | 4.3 | 4.3 | NR | IPP Non-CHP | 13.8 | Q
68569 | MISO | SR Ulm | 66943 | SR Ulm, LLC | 34.5779 | -91.4518 | Co Rd 113 | Stuttgart | AR | 72160 | Prairie | SERC | MISO | Midcontinent Independent Transmission System Operator, Inc.. | Solar | Solar Photovoltaic | 1 | ULM | 4.8 | 4.8 | 4.8 | NR | IPP Non-CHP |  | Q
68570 | MISO | SR West Helena | 66944 | SR West Helena, LLC | 34.5526 | -90.6842 | Phillips Road 307 | West Helena | AR | 72390 | Phillips | SERC | MISO | Midcontinent Independent Transmission System Operator, Inc.. | Solar | Solar Photovoltaic | 1 | WHELN | 4.8 | 4.8 | 4.8 | NR | IPP Non-CHP |  | Q
68571 | MISO | Lowe's - 1440 - Rockford, IL RDC (POI 1) | 66945 | South Springfield Avenue Solar Project 2022, LLC | 42.2391 | -89.1319 | 2801 S Springfield Ave | Rockford | IL | 61102 | Winnebago | SERC | MISO | Midcontinent Independent Transmission System Operator, Inc.. | Solar | Solar Photovoltaic | 1 | 7481 | 2.3 | 2.3 | 2.3 | NR | IPP Non-CHP | 0.48 | Q
68572 | MISO | Lowe's - 1440 - Rockford, IL RDC (POI 2) | 66946 | South Springfield Avenue II Solar Project 2022, LLC | 42.2391 | -89.1319 | 2801 S Springfield Ave | Rockford | IL | 61102 | Winnebago | SERC | MISO | Midcontinent Independent Transmission System Operator, Inc.. | Solar | Solar Photovoltaic | 1 | 7824 | 2.3 | 2.3 | 2.3 | NR | IPP Non-CHP | 0.48 | Q
68573 | MISO | Lowe's - 1845 - Chicago Brickyard, IL | 66947 | North Narragansett Avenue Solar Project 2022, LLC | 41.9282 | -87.7893 | 2630 N. Narranagansett Ave | Chicago | IL | 60639 | Cook | SERC | MISO | Midcontinent Independent Transmission System Operator, Inc.. | Solar | Solar Photovoltaic | 1 | 7509 | 1 | 1 | 1 | NR | IPP Non-CHP | 0.48 | Q
68574 | MISO | Lowe's - 1193 - East Peoria, IL | 66948 | Riverside Drive Solar Project 2022, LLC | 40.681 | -89.5847 | 201 Riverside Drive | East Peoria | IL | 61611 | Tazewell | SERC | MISO | Midcontinent Independent Transmission System Operator, Inc.. | Solar | Solar Photovoltaic | 1 | 7496 | 1 | 1 | 1 | NR | IPP Non-CHP | 0.48 | Q
68576 | SPP | Breckinridge Energy Storage | 66949 | Breckinridge Energy Storage LLC | 36.4465 | -97.6945 | 5234 N 126th Street | Enid | OK | 73701 | Garfield | MRO | SWPP | Southwest Power Pool | Battery | Batteries | 1 | BRKES | 65 | 65 | 65 | NR | IPP Non-CHP | 34.5 | Q | [7 empty] | 260 | 65 | 65 | LIB
68577 | SPP | Woodward Energy Storage | 66951 | Woodward Energy Storage, LLC | 36.5728 | -99.3 | 30433 S. County Rd. 208 | Woodward | OK | 73801 | Woodward | MRO | SWPP | Southwest Power Pool | Battery | Batteries | 1 | BESS1 | 40 | 40 | 40 | NR | IPP Non-CHP | 138 | Q | [7 empty] | 160 | 40 | 40 | LIB
68578 | SPP | AC Ranch I | 66950 | Lydian Energy | 32.7323 | -103.2748 | TBD | Hobbs | NM | 88240 | Lea | WECC | SWPP | Southwest Power Pool | Solar | Solar Photovoltaic | 1 | AC1S | 75 | 75 | 75 | NR | IPP Non-CHP | 115 | Q
68579 | SPP | AC Ranch II | 66950 | Lydian Energy | 32.7323 | -103.2748 | TBS | Hobbs | NM | 88240 | Lea | WECC | SWPP | Southwest Power Pool | Solar | Solar Photovoltaic | 1 | AC2S | 230 | 230 | 230 | NR | IPP Non-CHP | 115 | Q
68589 | WECC | Community Solar Utica 1, LLC | 66264 | AETS OpCo Holdings LLC | 35.9342 | -119.8619 | TBD - Utica Ave | Kettleman | CA | 93239 | Kings | WECC | CISO | California Independent System Operator | Solar | Solar Photovoltaic | 1 | UTICA | 3 | 3 | 3 | NR | IPP Non-CHP | 21 | Q
68590 | SPP | Flat Ridge 5 | 49893 | Invenergy Services LLC | 37.2026 | -98.0457 | 1292 NE 15 Ave | Harper | KS | 67058 | Harper | WECC | SWPP | Southwest Power Pool | Wind | Onshore Wind Turbine | 1 | FLATV | 153 | 153 | 153 | NR | IPP Non-CHP | 345 | Q
68591 | PJM | Hardin Solar III | 66960 | Hardin Solar Energy III | 40.6823 | -83.7939 | 10463 OH-235 | Alger | OH | 45812 | Hardin | RFC | PJM | PJM Interconnection, LLC | Solar | Solar Photovoltaic | 1 | HARD3 | 250 | 250 | 250 | NR | IPP Non-CHP | 345 | Q
68596 | WECC | Dominguez Energy Storage | 66963 | Dominguez Grid, LLC | 40.7629 | -112.005 | 4803 W 150 S, | Salt Lake City | UT | 84101 | Salt Lake | WECC | PACE | PacifiCorp - East | Battery | Batteries | 1 | DES1 | 200 | 200 | 200 | NR | IPP Non-CHP | 345 | Q | [7 empty] | 800 | 200 | 200 | LIB
68597 | PJM | Mingoville PV I | 60520 | SoCore Energy LLC | 40.902 | -77.685 | 1422 E. College Ave. | Bellefonte | PA | 16823 | Centre | SERC | PJM | PJM Interconnection, LLC | Solar | Solar Photovoltaic | 1 | PV1 | 3 | 3 | 3 | NR | IPP Non-CHP | 20 | Q
68598 | PJM | Mingoville PV II | 60520 | SoCore Energy LLC | 40.902 | -77.685 | 1422 E. College Ave. | Bellefonte | PA | 16823 | Centre | SERC | PJM | PJM Interconnection, LLC | Solar | Solar Photovoltaic | 1 | PV1 | 2 | 2 | 2 | NR | IPP Non-CHP | 20 | Q
68600 | WECC | Las Virgenes MWD - Composting Plant | 66977 | Las Virgenes Road Solar Project 2022, LLC | 34.1265 | -118.6981 | 3700 Las Virgenes | Calabasas | CA | 91302 | Los Angeles | WECC | CISO | California Independent System Operator | Mixed | Batteries; Solar Photovoltaic | 2 | 7236B; 7236G | 1.4 | 1.4 | 1.4 | NR | IPP Non-CHP | 16.5 | Q | [7 empty] | 1.1 | 0.5 | 0.5 | LIB
68607 | WECC | Pelicans Jaw Hybrid Solar | 66976 | Pelicans Jaw Solar LLC | 35.7652 | -119.7436 | 20502 Twisselman Rd | Lost Hills | CA | 93249 | Kern | WECC | CISO | California Independent System Operator | Mixed | Batteries; Solar Photovoltaic | 2 | PJBS1; PLJW1 | 678.5 | 678.5 | 678.5 | NR | IPP Non-CHP | 245 | Q | [7 empty] | 238.5 | 238.5 | 238.5 | LIB
68612 | WECC | Central San | 66993 | REC CSD, LLC | 38.0057 | -122.0749 | 4451 Blum Road | Martinez | CA | 94553 | Contra Costa | WECC | CISO | California Independent System Operator | Solar | Solar Photovoltaic | 1 | CESAN | 1.8 | 1.8 | 1.8 | NR | IPP Non-CHP | 0.48 | Q
68616 | WECC | Route 66 Energy Storage | 66989 | Route 66 Energy Storage | 35.0594 | -107.7092 | 999 NM Hwy 124 | San Fidel | NM | 87002 | Cibola | WECC | PNM | Public Service Company of New Mexico | Battery | Batteries | 1 | R66 | 49.5 | 49.5 | 49.5 | NR | IPP Non-CHP | 34.5 | Q | [7 empty] | 198 | 49.5 | 49.5 | LIB
68617 | WECC | Sky Ranch BESS II | 66988 | Sky Ranch Bess II | 34.7816 | -106.7769 | 22000 N Sky Ranch Rd | Belen | NM | 87002 | Valencia | WECC | PNM | Public Service Company of New Mexico | Battery | Batteries | 1 | SRII | 100 | 100 | 100 | NR | IPP Non-CHP | 34.5 | Q | [7 empty] | 400 | 400 | 400 | LIB
68635 | WECC | Kemmerer Unit 1 | 67013 | US SFR Owner LLC | 41.706 | -110.5603 | 29564 US Hwy 189 | Kemmerer | WY | 83101 | Lincoln | WECC | PACE | PacifiCorp - East | Nuclear | Nuclear | 1 | KU1 | 500 | 342.1 | 344.9 | NR | IPP Non-CHP | 230 | Q
68661 | WECC | Aratina Solar Center 1A | 67018 | 64NB 8me LLC | 34.988 | -117.5716 | TBD | Boron | CA | 93596 | San Bernardino | WECC | CISO | California Independent System Operator | Mixed | Batteries; Solar Photovoltaic | 2 | 64BES; 64NB8 | 195 | 195 | 195 | NR | IPP Non-CHP |  | Q | [7 empty] | 300 | 75 | 75 | LIB
68662 | MISO | Luicain Solar | 66255 | RIC Development, LLC | 30.0604 | -92.5119 | 30900 Bill Searle Road | Gueydan | LA | 70542 | Vermilion | SERC | MISO | Midcontinent Independent Transmission System Operator, Inc.. | Solar | Solar Photovoltaic | 1 | RIC85 | 65 | 65 | 65 | NR | IPP Non-CHP | 69 | Q
68672 | WECC | Chalan | 58764 | Origis Energy USA, Inc | 35.7803 | -119.911 | 10009 King Road | Lost Hills | CA | 93249 | Kern | WECC | CISO | California Independent System Operator | Mixed | Batteries; Solar Photovoltaic | 2 | CHA_B; OECHA | 89.9 | 89.9 | 89.9 | NR | IPP Non-CHP | 230 | Q | [7 empty] | 100 | 25 | 25 | LIB
68673 | WECC | Sand Luis West | 58764 | Origis Energy USA, Inc | 36.1676 | -120.054 | 17485 West Jayne Avenue | Huron | CA | 93234 | Fresno | WECC | CISO | California Independent System Operator | Mixed | Solar Photovoltaic; Batteries | 2 | OESLW; SLW_S | 156.3 | 156.3 | 156.3 | NR | IPP Non-CHP | 230 | Q | [7 empty] | 125 | 31.3 | 31.3 | LIB
68681 | PJM | Parker Road Solar | 56990 | NJR Clean Energy Ventures Corporation | 40.768 | -74.735 | 96 Parker Road | Chester | NJ | 7930 | Morris | RFC | PJM | PJM Interconnection, LLC | Solar | Solar Photovoltaic | 1 | PKRRD | 15.4 | 15.4 | 15.4 | NR | IPP Non-CHP | 34.5 | Q
68705 | WECC | Horizon | 3989 | City of Colorado Springs - (CO) | 38.775 | -104.6668 | 3950 Foreign Trade Zone Blvd | Colorado Springs | CO | 80925 | El Paso | WECC | WACM | Western Area Power Administration - Rocky Mountain Region | Natural Gas | Natural Gas Fired Combustion Turbine | 10 | H01; H02; H03; H04; H05; H06; H07; H08; H09; H10 | 480 | 370 | 410 | RE | Electric Utility |  | M
68706 | SPP | City of Clarksville | 61204 | Today's Power, Inc. | 35.4675 | -93.5152 | 11 Graves Lane | Clarksville | AR | 72830 | Johnson | SERC | SWPP | Southwest Power Pool | Solar | Solar Photovoltaic | 1 | CLRKS | 10 | 10 | 10 | RE | Electric Utility | 12.47 | C
68708 | SPP | Hindsville | 61204 | Today's Power, Inc. | 36.1553 | -93.8901 | 111 Madison 7205 | Hindsville | AR | 72738 | Madison | SERC | SWPP | Southwest Power Pool | Solar | Solar Photovoltaic | 1 | HINDS | 5 | 5 | 5 | RE | Electric Utility | 12.47 | C
68729 | SPP | XNA (NW AR Natnl Airport) | 61204 | Today's Power, Inc. | 36.2636 | -94.31 | 751 Northeast Pianalto Street | Bentonville | AR | 72713 | Benton | MRO | SWPP | Southwest Power Pool | Solar | Solar Photovoltaic | 1 | XNA | 3 | 3 | 3 | RE | Electric Utility | 13.2 | C
68741 | WECC | Canyon Peak Power Station | 67225 | Canyon Peak Power, LLC | 39.6229 | -104.4508 | 5050 S CR 129 | Bennett | CO | 80102 | Arapahoe | WECC | WACM | Western Area Power Administration - Rocky Mountain Region | Natural Gas | Natural Gas Fired Combustion Turbine | 6 | CPP_1; CPP_2; CPP_3; CPP_4; CPP_5; CPP_6 | 156.6 | 133.2 | 165.6 | NR | IPP Non-CHP | 115 | Q
68744 | MISO | Liberty Solar Energy Center | 4254 | Consumers Energy Co - (MI) | 42.3631 | -85.474 | TBD | Richland | MI | 49083 | Kalamazoo | RFC | MISO | Midcontinent Independent Transmission System Operator, Inc.. | Solar | Solar Photovoltaic | 1 | LSEC | 220 | 220 | 220 | RE | Electric Utility | 138 | I
68745 | MISO | Sunfish Solar 2 | 4254 | Consumers Energy Co - (MI) | 42.2465 | -85.0056 | TBD | Marshall | MI | 49068 | Calhoun | RFC | MISO | Midcontinent Independent Transmission System Operator, Inc.. | Solar | Solar Photovoltaic | 1 | SS2 | 360 | 360 | 360 | RE | Electric Utility | 138 | I
68747 | WECC | Oaks HOA | 60584 | Onyx Asset Services Group | 38.2912 | -120.9191 | 5607 Jackson Valley Rd | Ione | CA | 96540 | Amador | WECC | CISO | California Independent System Operator | Solar | Solar Photovoltaic | 1 | 10616 | 1 | 1 | 1 | NR | IPP Non-CHP | 12 | Q
68753 | WECC | Flying Goose | 67082 | Headwater Energy, LLC | 35.6 | -119.5824 | TBD | Wasco | CA | 93280 | Kern | WECC | CISO | California Independent System Operator | Solar | Solar Photovoltaic | 1 | FLYGS | 3 | 3 | 3 | NR | IPP Non-CHP | 21 | Q
68754 | MISO | USS Origami Solar | 67051 | USS Origami Solar LLC | 41.8344 | -90.1452 | 5154 Holly Rd | Fulton | IL | 61252 | Whiteside | SERC | MISO | Midcontinent Independent Transmission System Operator, Inc.. | Solar | Solar Photovoltaic | 1 | USORI | 4.3 | 4.3 | 4.3 | NR | IPP Non-CHP | 34.5 | Q
68755 | MISO | USS Cattail Solar | 67052 | USS Cattail Solar LLC | 41.854 | -90.1171 | 18700 Frog Pond Rd | Fulton | IL | 61252 | Whiteside | SERC | MISO | Midcontinent Independent Transmission System Operator, Inc.. | Solar | Solar Photovoltaic | 1 | USCAT | 2.3 | 2.3 | 2.3 | NR | IPP Non-CHP | 34.5 | Q
68756 | MISO | USS Ducks Solar | 67053 | USS Ducks Solar LLC | 42.0142 | -89.351 | 1067 West Oregon Trail Road | Oregon | IL | 61061 | Ogle | SERC | MISO | Midcontinent Independent Transmission System Operator, Inc.. | Solar | Solar Photovoltaic | 1 | USDUC | 5 | 5 | 5 | NR | IPP Non-CHP | 34.5 | Q
68757 | MISO | USS Beard Solar | 67054 | USS Beard Solar LLC | 39.9895 | -90.3538 | 11988 IL-125 | Beardstown | IL | 62618 | Cass | SERC | MISO | Midcontinent Independent Transmission System Operator, Inc.. | Solar | Solar Photovoltaic | 1 | USBRD | 3.5 | 3.5 | 3.5 | NR | IPP Non-CHP | 12.47 | Q
68758 | WECC | Easley Solar | 67038 | IP Easley, LLC | 33.7227 | -115.326 | North of I-10 West of Desert C | West of Desert Center | CA | 92239 | Riverside | WECC | CISO | California Independent System Operator | Mixed | Solar Photovoltaic; Batteries | 3 | IPEA1; IPEA2; IPEA3 | 940 | 940 | 940 | NR | IPP Non-CHP | 500 | Q | OBERON_5_O1BBX2-APND | [6 empty] | 2600 | 650 | 650 | LIB
68763 | WECC | Deschutes Solar and BESS | 67058 | DECH bn, LLC | 45.157 | -121.136 | TBD | TBD | OR | 97037 | Wasco | WECC | BPAT | Bonneville Power Administration | Mixed | Solar Photovoltaic; Batteries | 2 | DECH1; DECH2 | 2000 | 2000 | 2000 | NR | IPP Non-CHP | 500 | Q | [7 empty] | 4000 | 1000 | 1000 | LIB
68772 | MISO | Chalk Bluff Solar | 67057 | Chalk Bluff Solar Energy LLC | 35.0516 | -90.4325 | 5943 Hwy 357 S. | Heth | AR | 72346 | St Francis | SERC | MISO | Midcontinent Independent Transmission System Operator, Inc.. | Solar | Solar Photovoltaic | 1 | CHALK | 450 | 450 | 450 | NR | IPP Non-CHP | 500 | Q
68776 | MISO | Sherco Solar II | 13781 | Northern States Power Co - Minnesota | 45.3715 | -93.8675 | 13819 Sherburne Ave SE | Becker | MN | 55308 | Sherburne | MRO | MISO | Midcontinent Independent Transmission System Operator, Inc.. | Solar | Solar Photovoltaic | 1 | SHS02 | 237.1 | 237.1 | 237.1 | RE | Electric Utility | 345 | I
68777 | MISO | Sherco Solar III | 13781 | Northern States Power Co - Minnesota | 45.4329 | -94.0081 | 11492 115th Ave SE | Clear Lake | MN | 55319 | Sherburne | MRO | MISO | Midcontinent Independent Transmission System Operator, Inc.. | Solar | Solar Photovoltaic | 1 | SHS03 | 250 | 250 | 250 | RE | Electric Utility | 345 | I
68778 | PJM | IL Chicago 2635 S Western Ave. (West) | 67064 | Catalyze Chicago S Western Avenue 2 Microgrid, LLC | 41.8441 | -87.6833 | 2635 S Western Ave. | Chicago | IL | 60608 | Cook | RFC | PJM | PJM Interconnection, LLC | Solar | Solar Photovoltaic | 1 | 20421 | 1.8 | 1.8 | 1.8 | RE | Electric Utility | 12 | Q
68785 | MISO | Dolet Hills Solar | 3265 | Cleco Power LLC | 31.956 | -93.6264 | TBD | TBD | LA |  | DeSoto | SERC | MISO | Midcontinent Independent Transmission System Operator, Inc.. | Solar | Solar Photovoltaic | 1 | DHS1 | 240 | 240 | 240 | RE | Electric Utility | 345 | I
68786 | SPP | Choctaw Fields Solar Project, LLC | 17058 | Shell Wind Energy Inc. | 34.0307 | -95.3221 | 3411 US-70 | Ft Towson | OK | 74735 | Choctaw | MRO | SWPP | Southwest Power Pool | Solar | Solar Photovoltaic | 1 | USMNC | 85 | 85 | 85 | NR | IPP Non-CHP | 138 | Q
68787 | WECC | NorCal FPV 1 (Pond 2) | 66800 | NorCal FPV 1, LLC | 37.6779 | -121.8276 | El Charro Road | Pleasanton | CA | 94588 | Alameda | WECC | CISO | California Independent System Operator | Solar | Solar Photovoltaic | 1 | 23889 | 1.8 | 1.8 | 1.3 | NR | IPP Non-CHP | 12 | IND
68788 | WECC | JFC Slauson - SLLAX071 | 65869 | Prologis Logistics Services Incorporated | 33.9814 | -118.1361 | 7101 Slauson Ave | Commerce | CA | 90040 | Los Angeles | WECC | CISO | California Independent System Operator | Solar | Solar Photovoltaic | 1 | LA071 | 1.2 | 1.2 | 1.2 | NR | IPP Non-CHP | 0.48 | Q
68789 | WECC | South Bay Dis Ctr 12 - SLLAX104 | 65869 | Prologis Logistics Services Incorporated | 33.8429 | -118.2245 | 20644 Fordyce Ave | Carson | CA | 90810 | Los Angeles | WECC | CISO | California Independent System Operator | Solar | Solar Photovoltaic | 1 | LA104 | 1.2 | 1.2 | 1.2 | NR | IPP Non-CHP | 3 | Q
68790 | WECC | Dominguez - SLLAX512 | 65869 | Prologis Logistics Services Incorporated | 33.8404 | -118.2287 | 2201 E Dominguez St | Carson | CA | 90810 | Los Angeles | WECC | CISO | California Independent System Operator | Solar | Solar Photovoltaic | 1 | LA512 | 1.3 | 1.3 | 1.3 | NR | IPP Non-CHP | 15 | Q
68791 | WECC | Chatsworth Industrial Center 1-SLLAX601 | 65869 | Prologis Logistics Services Incorporated | 34.242 | -118.6029 | 9453 Owensmouth Ave | Chatsworth | CA | 91311 | Los Angeles | WECC | CISO | California Independent System Operator | Solar | Solar Photovoltaic | 1 | LA601 | 1.1 | 1.1 | 1.1 | NR | IPP Non-CHP | 0.48 | Q
68792 | WECC | Fordyce - SLLAX680 | 65869 | Prologis Logistics Services Incorporated | 33.8439 | -118.2242 | 20500 Fordyce Ave | Carson | CA | 90810 | Los Angeles | WECC | CISO | California Independent System Operator | Solar | Solar Photovoltaic | 1 | LA680 | 1.3 | 1.3 | 1.3 | NR | IPP Non-CHP | 15 | Q
68793 | WECC | Bandini - SLLAX710 | 65869 | Prologis Logistics Services Incorporated | 33.9836 | -118.1348 | 7140 Bandini Blvd | Commerce | CA | 90040 | Los Angeles | WECC | CISO | California Independent System Operator | Solar | Solar Photovoltaic | 1 | LA710 | 1.3 | 1.3 | 1.3 | NR | IPP Non-CHP | 0.48 | Q
68794 | WECC | Tracy 18 - SLCVA418 | 65869 | Prologis Logistics Services Incorporated | 37.753 | -121.3883 | 2301 Chabot Ct | Tracy | CA | 95304 | San Joaquin | WECC | CISO | California Independent System Operator | Solar | Solar Photovoltaic | 1 | CV418 | 1.5 | 1.5 | 1.5 | NR | IPP Non-CHP | 0.58 | Q
68795 | WECC | IPC 16 - SLCVA516 | 65869 | Prologis Logistics Services Incorporated | 37.7384 | -121.5348 | 5051 Promontory Pkwy | Tracy | CA | 95377 | San Joaquin | WECC | CISO | California Independent System Operator | Solar | Solar Photovoltaic | 1 | CV516 | 1.7 | 1.7 | 1.7 | NR | IPP Non-CHP | 480 | Q
68796 | WECC | Stockton 6 - SLEBA202 | 65869 | Prologis Logistics Services Incorporated | 37.8967 | -121.2602 | 1015 Performance Dr | Stockton | CA | 95206 | San Joaquin | WECC | CISO | California Independent System Operator | Solar | Solar Photovoltaic | 1 | EB202 | 1.1 | 1.1 | 1.1 | NR | IPP Non-CHP | 480 | Q
68797 | WECC | Crossroads Bus Park 7 - SLINE207 | 65869 | Prologis Logistics Services Incorporated | 34.0741 | -117.5296 | 950 Barrington Ave | Ontario | CA | 91764 | San Bernardino | WECC | CISO | California Independent System Operator | Solar | Solar Photovoltaic | 1 | IN207 | 1 | 1 | 1 | NR | IPP Non-CHP | 480 | Q
68799 | WECC | Boise Bench BESS | 9191 | Idaho Power Co | 43.5575 | -116.1548 | 2001 E. Amity Rd | Boise | ID | 83716 | Ada | WECC | IPCO | Idaho Power Company | Battery | Batteries | 1 | BOBS | 150 | 150 | 150 | RE | Electric Utility | 138 | I | [7 empty] | 600 | 15 | 150 | FLB
68800 | MISO | Franklin CSG 1 | 67073 | Franklin CSG 1 LLC | 44.5393 | -94.895 | 38744 HWY 19 | Franklin | MN | 55333 | Renville | MRO | MISO | Midcontinent Independent Transmission System Operator, Inc.. | Solar | Solar Photovoltaic | 1 | SCHAG | 1 | 1 | 1 | NR | IPP Non-CHP | 24.9 | Q
68801 | WECC | Kingman Energy Storage | 67071 | Kingman Energy Storage LLC | 35.0841 | -114.0509 | 3000 Old Highway 66 | Kingman | AZ | 86413 | Mohave | WECC | WALC | Western Area Power Administration - Desert Southwest Region | Battery | Batteries | 1 | NUCOR | 50 | 50 | 50 | NR | IPP Non-CHP | 34.5 | Q | [7 empty] | 200 | 50 | 50 | LIB
68802 | SPP | Minco II Energy Storage | 67074 | Minco II Energy Storage LLC | 35.3053 | -97.8912 | 465 CR 1180 | Minco | OK | 73059 | Grady | MRO | SWPP | Southwest Power Pool | Battery | Batteries | 1 | MINS2 | 65 | 65 | 65 | NR | IPP Non-CHP | 345 | Q | [7 empty] | 65 | 65 | 65 | LIB
68803 | PJM | Westtown School Solar | 56990 | NJR Clean Energy Ventures Corporation | 39.94 | -75.534 | 1225 E Street Road | West Chester | PA | 19382 | Chester | RFC | PJM | PJM Interconnection, LLC | Solar | Solar Photovoltaic | 1 | WSTTN | 1.5 | 1.5 | 1.5 | NR | IPP Non-CHP | 4.16 | Q
68810 | PJM | Mora Solar | 61060 | Cypress Creek Renewables | 41.063 | -75.6343 | TBD | Kidder Township | PA | 18624 | Carbon | RFC | PJM | PJM Interconnection, LLC | Solar | Solar Photovoltaic | 1 | MORA | 60 | 60 | 60 | NR | IPP Non-CHP | 69 | Q | ACAHELA 69 KV EPLM1
68811 | PJM | Ripley Solar | 61060 | Cypress Creek Renewables | 39.8876 | -82.5683 | TBD | Millersport | OH | 43046 | Fairfield | RFC | PJM | PJM Interconnection, LLC | Solar | Solar Photovoltaic | 1 | RIPLE | 100 | 100 | 100 | NR | IPP Non-CHP | 138 | Q
68813 | WECC | Vitex Storage | 61060 | Cypress Creek Renewables | 36.3823 | -114.9102 | 14655 Grand Valley Parkway | North Las Vegas | NV | 89165 | Clark | WECC | NEVP | Nevada Power Company | Battery | Batteries | 1 | VITEX | 300 | 300 | 300 | NR | IPP Non-CHP | 230 | Q | [7 empty] | 1200 | 300 | 300 | LIB
68837 | WECC | Godinho Dairy Digester | 67087 | Aligned Digesters Co., LLC | 37.1074 | -120.8591 | 12710 Wilson Road | Los Banos | CA | 93635 | Merced | WECC | CISO | California Independent System Operator | Other | Other Waste Biomass | 2 | GEN1; GEN2 | 2 | 1.96 | 1.96 | NR | IPP Non-CHP | 12.47 | Q
68841 | WECC | CPA Dominguez - SLLAX901 | 65869 | Prologis Logistics Services Incorporated | 33.8378 | -118.2312 | 2132 E Dominguez St | Carson | CA | 90810 | Los Angeles | WECC | CISO | California Independent System Operator | Solar | Solar Photovoltaic | 1 | LA901 | 1 | 1 | 1 | NR | IPP Non-CHP | 15 | Q | ARCO1G_7_B1
68843 | MISO | Tupper Lake Wind | 67090 | Tupper Lake | 42.829 | -85.138 | 9700 Keim Road | Clarksville | MI | 48815 | Ionia | RFC | MISO | Midcontinent Independent Transmission System Operator, Inc.. | Wind | Onshore Wind Turbine | 1 | TLCP | 200 | 198 | 198 | NR | IPP Non-CHP | 138 | I
68845 | MISO | Bavaria Solar LLC | 67089 | Bavaria Solar LLC | 43.975 | -95.9091 | 765 91st Street | Lake Wilson | MN | 56151 | Murray | MRO | MISO | Midcontinent Independent Transmission System Operator, Inc.. | Solar | Solar Photovoltaic | 1 | BEIER | 1 | 1 | 1 | NR | IPP Non-CHP | 24.9 | Q
68846 | WECC | Edwards Sanborn 1C | 64366 | Terra-Gen Operating Co-Hybrid | 35.0262 | -118.1529 | 1167 Purdy Ave | Mojave | CA | 93501 | Kern | WECC | CISO | California Independent System Operator | Solar | Solar Photovoltaic | 2 | S5; S6 | 148 | 148 | 148 | NR | IPP Non-CHP | 230 | Q | PHSP15
68847 | SPP | 1000 Mile Solar | 67083 | 1000 Mile Solar, LLC | 33.0225 | -102.7089 | TBD | Plains | TX | 79355 | Yoakum | TRE | SWPP | Southwest Power Pool | Solar | Solar Photovoltaic | 1 | PV1 | 300 | 300 | 300 | NR | IPP Non-CHP | 230 | Q
68850 | MISO | Gratiot Solar Park | 5109 | DTE Electric Company | 43.437 | -84.4984 | 5500 E Jefferson Road | Breckenridge | MI | 48615 | Gratiot | RFC | MISO | Midcontinent Independent Transmission System Operator, Inc.. | Solar | Solar Photovoltaic | 1 | GRTSP | 50 | 50 | 50 | RE | Electric Utility | 138 | I
68854 | WECC | Angela Solar Project | 67111 | Angiola East LLC | 35.8656 | -119.4559 | 4202 Alpaugh | Alpaugh | CA | 93201 | Tulare | WECC | CISO | California Independent System Operator | Mixed | Batteries; Solar Photovoltaic | 2 | ABESS; ANG1 | 80 | 60 | 60 | NR | IPP Non-CHP | 52 | Q | [7 empty] | 80 | 20 | 20 | LIB
68855 | WECC | Tracy Renewable Power Plant | 67110 | Tracy Renewable Energy, LLC | 37.7716 | -121.4251 | 20500 South Holly Drive | Tracy | CA | 95304 | San Joaquin | WECC | CISO | California Independent System Operator | Other | Other Waste Biomass | 1 | TRP01 | 5 | 3 | 3 | NR | IPP Non-CHP | 12 | Q
68857 | PJM | Richmond Solar | 67108 | DG Richmond, LLC | 42.4413 | -88.3037 | 7904 Illinois Route 31 | Richmond | IL | 60071 | McHenry | MRO | PJM | PJM Interconnection, LLC | Solar | Solar Photovoltaic | 1 | HM701 | 2 | 2 | 2 | NR | IPP Non-CHP | 34.5 | Q
68866 | WECC | Santa Teresa Solar | 67114 | Santa Teresa Solar | 31.8055 | -106.6989 | 701 Highway 9, | Santa Teresa | NM | 88008 | Dona Ana | WECC | EPE | El Paso Electric Company | Mixed | Batteries; Solar Photovoltaic | 2 | SAN; STS | 300 | 300 | 300 | NR | IPP Non-CHP | 230 | Q | [7 empty] | 600 | 150 | 150 | LIB
68868 | WECC | Shallow Basket | 67115 | Shallow Basket Energy, LLC | 36.2521 | -107.3107 | 863 Indian Route J36 | Dulce | NM | 87528 | Rio Arriba | WECC | PNM | Public Service Company of New Mexico | Mixed | Batteries; Solar Photovoltaic | 2 | SBBS1; SBPV1 | 190 | 190 | 190 | NR | IPP Non-CHP | 345 | Q | [7 empty] | 200 | 50 | 50 | LIB
68872 | MISO | Shenandoah Hills Wind Farm | 12341 | MidAmerican Energy Co | 40.6341 | -95.3707 | 3050 F Avenue | Blanchard | IA | 51630 | Page | MRO | MISO | Midcontinent Independent Transmission System Operator, Inc.. | Wind | Onshore Wind Turbine | 1 | SHWF | 214.3 | 214.26 | 214.26 | RE | Electric Utility | 345 | I
68876 | MISO | Okolona Solar | 67133 | Okolona Solar, LLC | 37.693 | -87.549 | TBD | Robards | MS | 42452 | Henderson | SERC | MISO | Midcontinent Independent Transmission System Operator, Inc.. | Solar | Solar Photovoltaic | 1 | 6339 | 145 | 145 | 145 | NR | IPP Non-CHP | 161 | Q
68880 | MISO | Pleasantville Solar Park | 67117 | Pleasantville Solar Park LLC | 40.3541 | -90.3482 | E Dobbins Rd | Ipava | IL | 61441 | Fulton | SERC | MISO | Midcontinent Independent Transmission System Operator, Inc.. | Solar | Solar Photovoltaic | 1 | PVSI | 150 | 150 | 150 | NR | IPP Non-CHP | 138 | Q
68882 | MISO | SAE Taylorville IL S1 | 65010 | SolAmerica Energy, LLC | 39.5281 | -89.32 | 2400 S Spressor St | Taylorville | IL | 62568 | Christian | SERC | MISO | Midcontinent Independent Transmission System Operator, Inc.. | Solar | Solar Photovoltaic | 1 | S1 | 1.1 | 1.1 | 1.1 | NR | Industrial Non-CHP | 12.47 | Q
68883 | WECC | Sawtooth Solar | 64452 | EDF Renewables Development, Inc. | 32.728 | -111.629 | TBD | Eloy | AZ | 85131 | Pinal | WECC | AZPS | Arizona Public Service Company | Mixed | Batteries; Solar Photovoltaic | 2 | STBA; STPV | 500 | 500 | 500 | NR | IPP Non-CHP | 230 | Q | [7 empty] | 1000 | 250 | 250 | LIB
68885 | PJM | Elam Road Solar, LLC | 65677 | Dimension Energy LLC | 37.276 | -78.6184 | W of 1848 Elam Rd | Pamplin | VA | 23958 | Prince Edward | SERC | PJM | PJM Interconnection, LLC | Solar | Solar Photovoltaic | 1 | ELMRD | 3 | 3 | 3 | NR | IPP Non-CHP | 34.5 | Q
68886 | PJM | Sandale Solar, LLC | 65677 | Dimension Energy LLC | 37.6749 | -76.4114 | Old Salem Rd | Irvington | VA | 22480 | Lancaster | SERC | PJM | PJM Interconnection, LLC | Solar | Solar Photovoltaic | 1 | SNDLE | 3 | 3 | 3 | NR | IPP Non-CHP | 12.47 | Q
68888 | WECC | OR - Chapman Creek - Greenkey CSG | 67137 | Chapman Creek Solar, LLC | 42.1532 | -123.6237 | 2395 Laurel Road | Cave Junction | OR | 97523 | Josephine | WECC | PACW | PacifiCorp - West | Solar | Solar Photovoltaic | 1 | CHPMN | 3 | 3 | 2 | NR | IPP Non-CHP | 12 | Q
68891 | WECC | Visalia - (CA) | 66922 | Pacifico Power | 36.4593 | -119.2978 | 12310 Avenue 368 | Visalia | CA | 93291 | Tulare | WECC | CISO | California Independent System Operator | Mixed | Batteries; Solar Photovoltaic | 2 | VISB; VISS | 5.2 | 5.2 | 5.2 | NR | IPP Non-CHP | 480 | Q | [7 empty] | 3.9 | 1 | 1 | LIB
68892 | PJM | Airport Commons 7-slbal210 | 65869 | Prologis Logistics Services Incorporated | 39.1829 | -76.7054 | 7157 Ridge Road | Hanover | MD | 21076 | Anne Arundel | NPCC | PJM | PJM Interconnection, LLC | Solar | Solar Photovoltaic | 1 | 11684 | 1.4 | 1.36 | 1.36 | NR | IPP Non-CHP | 13.2 | Q
68893 | MISO | USS University Park Solar | 65173 | United States Solar Corporation | 41.4685 | -87.7396 | 23301 South Central Ave | University Park | IL | 60484 | Will | SERC | MISO | Midcontinent Independent Transmission System Operator, Inc.. | Solar | Solar Photovoltaic | 1 | USSUP | 2 | 2 | 2 | NR | IPP Non-CHP | 12.47 | Q
68894 | PJM | Riverstart Solar Park IV | 67135 | Riverstart Solar Park IV LLC | 40.1212 | -85.1748 | 10462 W 300 S | Parker City | IN | 47368 | Randolph | RFC | PJM | PJM Interconnection, LLC | Solar | Solar Photovoltaic | 1 | RSS04 | 150 | 150 | 150 | NR | IPP Non-CHP | 345 | Q
68897 | MISO | New Frontiers Solar | 67141 | Clover Creek Solar Project LLC d/b/a New Frontiers Solar Park | 37.795 | -86.5068 | 506 Skillman Monarch Ln., | Hardinsburg | KY | 40143 | Breckinridge | SERC | MISO | Midcontinent Independent Transmission System Operator, Inc.. | Solar | Solar Photovoltaic | 1 | PVSI | 100 | 100 | 100 | NR | IPP Non-CHP | 161 | Q
68898 | MISO | Eagle Creek Solar Park LLC | 67140 | Eagle Creek Solar Park LLC | 43.3085 | -84.219 | 15202 W Townline Rd | St Charles | MI | 48655 | Saginaw | RFC | MISO | Midcontinent Independent Transmission System Operator, Inc.. | Solar | Solar Photovoltaic | 1 | ECS1 | 120 | 120 | 120 | NR | IPP Non-CHP | 345 | Q
68900 | MISO | Badger State Solar LLC | 67146 | Badger State Solar LLC | 43.0123 | -88.8636 | W6644 US Highway 18, | Jefferson | WI | 53549 | Jefferson | MRO | MISO | Midcontinent Independent Transmission System Operator, Inc.. | Solar | Solar Photovoltaic | 1 | BSS | 149 | 149 | 149 | NR | IPP Non-CHP | 138 | Q
68904 | WECC | OR - Green Key - Buckner CSG | 67145 | Buckner Creek Solar, LLC | 45.2492 | -122.5572 | 15050 S Spangler Rd | Oregon | OR | 97045 | Clackamas | WECC | PGE | Portland General Electric Company | Solar | Solar Photovoltaic | 1 | BUKNR | 2.5 | 2.5 | 2.5 | NR | IPP Non-CHP | 12.47 | Q
68907 | WECC | Vidal Energy Center | 67152 | CDH Vidal LLC | 34.0848 | -114.4707 | 3995 Highway 95 | Vidal | CA | 92225 | San Bernardino | WECC | CISO | California Independent System Operator | Mixed | Batteries; Solar Photovoltaic | 2 | 1; 2 | 320 | 320 | 320 | NR | IPP Non-CHP | 161 | Q | [7 empty] | 640 | 160 | 160 | LIB
68908 | WECC | Tesoro RV & Boat Storage | 67153 | Tesoro RV & Boat Storage | 37.7766 | -121.1869 | 1755 E. Atherton Dr | Manteca | CA | 95337 | San Joaquin | WECC | CISO | California Independent System Operator | Solar | Solar Photovoltaic | 1 | 45067 | 2.6 | 2.6 | 2.6 | NR | Commercial Non-CHP | 17 | COM
68909 | WECC | Imperial Sun Solar | 67154 | Imperial Sun Solar LLC | 32.6851 | -115.2977 | 2895 E. HWY 98 | Holtville | CA | 92250 | Imperial | WECC | IID | Imperial Irrigation District | Mixed | Batteries; Solar Photovoltaic | 2 | ISSBA; ISSPV | 200 | 200 | 200 | NR | IPP Non-CHP | 92 | Q | COACHELV_2_N101 | [6 empty] | 400 | 100 | 100 | LIB
68911 | PJM | Flint | 67157 | Flint | 40.0964 | -82.7336 | 13713 Jug St. | New Albany | OH | 43054 | Franklin | RFC | PJM | PJM Interconnection, LLC | Battery | Batteries | 1 | 27288 | 200 | 200 | 200 | NR | IPP Non-CHP | 138 | Q | [7 empty] | 1000 | 200 | 200 | LIB
68918 | MISO | SAE Paris IL S1 | 65010 | SolAmerica Energy, LLC | 39.6056 | -87.7199 | 13217 Illinois Highway 135 | Paris | IL | 61944 | Edgar | SERC | MISO | Midcontinent Independent Transmission System Operator, Inc.. | Solar | Solar Photovoltaic | 1 | S1 | 2 | 2 | 2 | NR | Industrial Non-CHP | 12.47 | Q
68919 | MISO | Macon County IL S1 | 65010 | SolAmerica Energy, LLC | 39.9171 | -88.8961 | 3766 Cundiff Road | Decatur | IL | 62526 | Macon | SERC | MISO | Midcontinent Independent Transmission System Operator, Inc.. | Solar | Solar Photovoltaic | 1 | S1 | 2 | 2 | 2 | NR | IPP Non-CHP | 12.47 | Q
68920 | MISO | Peoria County IL S2 | 65010 | SolAmerica Energy, LLC | 40.6222 | -89.6788 | 5602 S Airport Road | Peoria | IL | 61607 | Peoria | SERC | MISO | Midcontinent Independent Transmission System Operator, Inc.. | Solar | Solar Photovoltaic | 1 | S1 | 2 | 2 | 2 | NR | IPP Non-CHP | 12.47 | Q
68921 | MISO | Tazewell County IL S1 | 65010 | SolAmerica Energy, LLC | 40.3783 | -89.5225 | 21373 Illinois Route 122 | Delavan | IL | 61734 | Tazewell | SERC | MISO | Midcontinent Independent Transmission System Operator, Inc.. | Solar | Solar Photovoltaic | 1 | S1 | 2 | 2 | 2 | NR | IPP Non-CHP | 12.47 | Q
68923 | WECC | Enterprise BESS | 67167 | Enterprise BESS LLC | 33.1218 | -117.1174 | 201 Enterprise St | Escondido | CA | 92029 | San Diego | WECC | CISO | California Independent System Operator | Battery | Batteries | 1 | ENTB | 54.1 | 52 | 52 | NR | IPP Non-CHP | 69 | Q | sp15 | [6 empty] | 54.1 | 54.1 | 54.1 | LIB
68924 | WECC | Iron BESS | 67168 | Panoche BESS LLC | 36.6527 | -120.5783 | 43699 West Panoche Rd | Firebaugh | CA | 93622 | Fresno | WECC | CISO | California Independent System Operator | Battery | Batteries | 1 | IROB | 59.5 | 57 | 57 | NR | IPP Non-CHP | 115 | Q | np15 | [6 empty] | 59.4 | 57 | 57 | LIB
68925 | WECC | Midway BESS | 67169 | Midway BESS LLC | 36.6527 | -120.5783 | 43627 West Panoche Rd | Firebaugh | CA | 93622 | Fresno | WECC | CISO | California Independent System Operator | Battery | Batteries | 1 | MIDB | 124.6 | 119.9 | 119.9 | NR | IPP Non-CHP | 115 | Q | np15 | [6 empty] | 124.6 | 124.6 | 124.6 | LIB
68926 | MISO | Blue Jay Road Solar, LLC | 65654 | Birch Creek Development | 39.3808 | -91.5321 | Butler Lane | Jasper Township | MO | 63436 | Ralls | MRO | MISO | Midcontinent Independent Transmission System Operator, Inc.. | Solar | Solar Photovoltaic | 1 | BLUEJ | 60 | 60 | 60 | NR | IPP Non-CHP | 69 | Q
68927 | MISO | Adelite Solar, LLC | 65654 | Birch Creek Development | 39.7553 | -94.0123 | NW State Hwy CC | Hamilton | MO | 64644 | Caldwell | MRO | MISO | Midcontinent Independent Transmission System Operator, Inc.. | Solar | Solar Photovoltaic | 1 | ADELI | 25 | 25 | 25 | NR | IPP Non-CHP | 34.5 | Q
68928 | MISO | Richland Township Solar II, LLC | 66331 | Birch Creek Power, LLC | 40.9442 | -89.2697 | County Road 100 N | Washburn | IL | 61570 | Marshall | RFC | MISO | Midcontinent Independent Transmission System Operator, Inc.. | Solar | Solar Photovoltaic | 1 | RICH2 | 10.8 | 10.8 | 10.8 | NR | IPP Non-CHP | 69 | Q
68929 | MISO | Ruby Solar, LLC | 65654 | Birch Creek Development | 38.5958 | -89.1698 | 27928 County Rd 1300 N | Shattuc | IL | 62231 | Clinton | RFC | MISO | Midcontinent Independent Transmission System Operator, Inc.. | Solar | Solar Photovoltaic | 1 | RUBY | 50 | 50 | 50 | NR | IPP Non-CHP | 69 | Q
68930 | PJM | MC Solar | 67166 | MC Solar, LLC | 41.4128 | -80.4325 | TBD | Greenville | PA | 16125 | Mercer | RFC | PJM | PJM Interconnection, LLC | Solar | Solar Photovoltaic | 1 | ENX36 | 50 | 50 | 50 | NR | IPP Non-CHP | 69 | Q | atsi, sharon 69 kv, 1338424127
68931 | WECC | JD Wilson Dairy | 64698 | Renewable Solar, Inc | 36.4301 | -120.0129 | 11998 Mount Whitney Ave | Riverdale | CA | 93656 | Fresno | WECC | CISO | California Independent System Operator | Solar | Solar Photovoltaic | 1 | 24540 | 1 | 1 | 1 | NR | Industrial Non-CHP | 12 | IND
68932 | WECC | Overnight Solar | 67171 | Overnight Solar LLC | 35.0162 | -117.357 | 41650 Lockhart RD | Hinkley | CA | 92347 | San Bernardino | WECC | CISO | California Independent System Operator | Mixed | Batteries; Solar Photovoltaic | 2 | OSBA; OSPV | 300 | 300 | 300 | NR | IPP Non-CHP | 230 | Q | [7 empty] | 600 | 150 | 150 | LIB
68933 | MISO | SV CSG Corbell | 67172 | SV CSG Corbell, LLC | 37.7583 | -89.0575 | 1315 E Grand Ave | Carteville | IL | 62918 | Williamson | SERC | MISO | Midcontinent Independent Transmission System Operator, Inc.. | Solar | Solar Photovoltaic | 1 | CORB | 2 | 2 | 2 | NR | IPP Non-CHP | 12.47 | Q
68934 | MISO | SV CSG East St Louis | 67173 | SV CSG East St Louis LLC | 38.6056 | -90.0705 | 7300 St Clair Ave | East St Louis | IL | 62202 | St Clair | SERC | MISO | Midcontinent Independent Transmission System Operator, Inc.. | Solar | Solar Photovoltaic | 1 | EAST1 | 5 | 5 | 5 | NR | IPP Non-CHP | 34.5 | Q
68935 | MISO | SV CSG Roxana 1 | 67174 | SV CSG Roxana 1 LLC | 38.8361 | -90.0369 | Wanda Road | Roxana | IL | 62084 | Madison | SERC | MISO | Midcontinent Independent Transmission System Operator, Inc.. | Solar | Solar Photovoltaic | 1 | ROX1 | 2.5 | 2.5 | 2.5 | NR | IPP Non-CHP | 12.47 | Q
68936 | MISO | SV CSG Naplate | 67175 | SV CSG Naplate, LLC | 41.3322 | -88.8848 | 1456 N 27th Road | Ottawa | IL | 61350 | LaSalle | SERC | MISO | Midcontinent Independent Transmission System Operator, Inc.. | Solar | Solar Photovoltaic | 1 | NAP1 | 3.9 | 3.9 | 3.9 | NR | IPP Non-CHP | 34.5 | Q
68937 | WECC | Roadrunner Reserve Phase 2 | 24211 | Tucson Electric Power Co | 32.073 | -100.821 | 10,000 S. Rita Road | Tucson | AZ | 85747 |  | WECC | TEPC | Tucson Electric Power Company | Battery | Batteries | 1 | RDR2 | 200 | 200 | 200 | RE | Electric Utility | 138 | I | [7 empty] | 800 | 200 | 200 | OTH
68938 | PJM | Juliet Energy Project, LLC | 62842 | Lightsource Renewable Energy Asset Management, LLC | 41.3438 | -83.816 | 21281 Sand Ridge Road | Weston | OH | 43569 | Wood | RFC | PJM | PJM Interconnection, LLC | Solar | Solar Photovoltaic | 1 | OHJE1 | 50 | 50 | 50 | NR | IPP Non-CHP | 69 | Q
68939 | MISO | Coggon Solar LLC | 66571 | Clenera DevCo LLC | 42.2906 | -91.5727 | TBD | Coggon | IA | 52218 | Linn | MRO | MISO | Midcontinent Independent Transmission System Operator, Inc.. | Solar | Solar Photovoltaic | 1 | COGPV | 100 | 100 | 100 | NR | IPP Non-CHP | 161 | Q
68940 | WECC | Country Acres Clean Power LLC | 66571 | Clenera DevCo LLC | 38.7517 | -121.4221 | 7520 Baseline Road | Roseville | CA | 95747 | Placer | WECC | WALC | Western Area Power Administration - Desert Southwest Region | Mixed | Batteries; Solar Photovoltaic | 2 | CABS; CAPV | 516 | 516 | 516 | NR | IPP Non-CHP | 230 | Q | [7 empty] | 688 | 172 | 172 | LIB
68953 | WECC | Kifer BESS 1 | 67176 | Kifer Energy Storage, LLC | 37.3762 | -121.952 | 3025 Raymond Street | Santa Clara | CA | 95054 | Santa Clara | WECC | CISO | California Independent System Operator | Battery | Batteries | 1 | KB1 | 50 | 50 | 50 | NR | IPP Non-CHP | 60 | Q | [7 empty] | 200 | 50 | 50 | LIB
68954 | WECC | Alpaugh BESS | 67192 | RWE Clean Energy | 35.897 | -119.4465 | 5149C Avenue 60 | Alpaugh | CA | 93201 | Tulare | WECC | CISO | California Independent System Operator | Battery | Batteries | 1 | ALPHB | 10 | 10 | 10 | NR | IPP Non-CHP | 115 | Q | [7 empty] | 10 | 10 | 10 | LIB
68955 | MISO | Clinton Solar 2 | 65539 | Pivot Energy | 38.5069 | -89.1483 | 1611 S. Brookside Ave. | Centralia | IL | 62801 | Clinton | SERC | MISO | Midcontinent Independent Transmission System Operator, Inc.. | Solar | Solar Photovoltaic | 1 | CLI2 | 2 | 2 | 2 | NR | IPP Non-CHP | 12.47 | Q
68956 | MISO | Marion Solar 2 | 65539 | Pivot Energy | 38.6371 | -89.1115 | 735 Range Road | Sandoval | IL | 62882 | Marion | SERC | MISO | Midcontinent Independent Transmission System Operator, Inc.. | Solar | Solar Photovoltaic | 1 | MAS2 | 1 | 1 | 1 | NR | IPP Non-CHP | 12.47 | Q
68957 | WECC | Pivot Solar 30 | 65539 | Pivot Energy | 40.4348 | -104.6459 | 21798 Co Rd 62 | Greeley | CO | 80631 | Weld | WECC | WACM | Western Area Power Administration - Rocky Mountain Region | Solar | Solar Photovoltaic | 1 | PI30 | 5 | 5 | 5 | NR | IPP Non-CHP | 12.47 | Q
68958 | MISO | Edgar Solar 1 | 65539 | Pivot Energy | 39.5752 | -87.6951 | E 700th Rd | Paris | IL | 61944 | Edgar | SERC | MISO | Midcontinent Independent Transmission System Operator, Inc.. | Solar | Solar Photovoltaic | 1 | EDG1 | 4 | 4 | 4 | NR | IPP Non-CHP | 12.47 | Q
68959 | PJM | Kankakee Solar 5b | 65539 | Pivot Energy | 41.1389 | -87.8375 | 1875 American Way | Kankakee | IL | 60901 | Kankakee | RFC | PJM | PJM Interconnection, LLC | Solar | Solar Photovoltaic | 1 | KA5B | 1.9 | 1.9 | 1.9 | NR | IPP Non-CHP | 12.47 | Q
68960 | MISO | LaSalle Solar 1 | 65539 | Pivot Energy | 41.166 | -88.6334 | 2759 N 16th Road | Ransom | IL | 60470 | LaSalle | RFC | MISO | Midcontinent Independent Transmission System Operator, Inc.. | Solar | Solar Photovoltaic | 1 | LAS1 | 2 | 2 | 2 | NR | IPP Non-CHP | 12.47 | Q
68961 | MISO | Clinton Solar 4b | 65539 | Pivot Energy | 38.5957 | -89.2732 | 22947 Sand Ridge Road | Carlyle | IL | 62231 | Clinton | SERC | MISO | Midcontinent Independent Transmission System Operator, Inc.. | Solar | Solar Photovoltaic | 1 | CL4B | 2 | 2 | 2 | NR | IPP Non-CHP | 12.47 | Q
68968 | PJM | Border Basin Solar | 67179 | Border Basin, LLC | 41.1074 | -83.5722 | TBD | Arcadia | OH | 44804 | Hancock | RFC | PJM | PJM Interconnection, LLC | Solar | Solar Photovoltaic | 1 | ENX37 | 120 | 120 | 120 | NR | IPP Non-CHP | 138 | Q | AEP, EBERSOLE138 KV XF1, 1268563031
68969 | PJM | Strinestown Solar | 67180 | Strinestown Solar, LLC | 40.0901 | -76.7396 | TBD | Manchester | PA | 17345 | York | RFC | PJM | PJM Interconnection, LLC | Solar | Solar Photovoltaic | 1 | ENX39 | 79.6 | 79.6 | 79.6 | NR | IPP Non-CHP | 115 | Q | METED, ZIONSVIE115KV 1B12, 49498
68970 | PJM | Ho-Fel Solar | 67182 | Ho-Fel Solar LLC | 36.673 | -76.882 | 33981 Lees Mill Rd | Franklin | VA | 23851 | Isle of Wight | SERC | PJM | PJM Interconnection, LLC | Solar | Solar Photovoltaic | 1 | HOFEL | 50.2 | 50.2 | 50.2 | NR | IPP Non-CHP | 115 | Q
68971 | PJM | Moseley Hermon Solar | 67183 | Moseley Hermon Solar | 37.4675 | -77.7335 | 2501 Mount Hermon Rd | Moseley | VA | 23120 | Chesterfield | SERC | PJM | PJM Interconnection, LLC | Solar | Solar Photovoltaic | 1 | 39302 | 5 | 5 | 4.8 | NR | IPP Non-CHP | 34.5 | Q
68972 | MISO | Gilman Solar LLC | 67184 | Gilman Solar LLC PV | 40.7644 | -87.9992 | 306 S Crescent St | Gilman | IL | 60938 | Iroquois | MRO | MISO | Midcontinent Independent Transmission System Operator, Inc.. | Solar | Solar Photovoltaic | 1 | 11253 | 4.5 | 4.5 | 4.3 | NR | IPP Non-CHP | 12.47 | Q
68973 | MISO | Ridge Farm Renewables LLC PV | 67185 | Ridge Farm Renewables LLC PV | 39.8919 | -87.6647 | 640 W Woodyard Rd | Ridge Farm | IL | 61870 | Vermilion | MRO | MISO | Midcontinent Independent Transmission System Operator, Inc.. | Solar | Solar Photovoltaic | 1 | 13359 | 4 | 4 | 3.8 | NR | IPP Non-CHP | 12.47 | Q
68974 | MISO | Ashley Solar LLC PV | 67186 | Ashley Solar LLC PV | 38.3253 | -89.1989 | 26936 Sugar Creek Rd | Ashley | IL | 62808 | Washington | MRO | MISO | Midcontinent Independent Transmission System Operator, Inc.. | Solar | Solar Photovoltaic | 1 | 13526 | 5 | 5 | 4.8 | NR | IPP Non-CHP | 12.47 | Q
68975 | MISO | Washington Street Solar 1 LLC | 67187 | Washington Street Solar 1 LLC | 40.4773 | -89.0499 | 2440 W Washington St | Bloomington | IL | 61705 | Mclean | MRO | MISO | Midcontinent Independent Transmission System Operator, Inc.. | Solar | Solar Photovoltaic | 1 | 17340 | 5 | 5 | 4.8 | NR | IPP Non-CHP |  | Q
68978 | WECC | Sunset Ridge Solar (CSG) | 67194 | Sunset Ridge Solar LLC | 42.2811 | -121.8124 | 6099 The Dalles-California Hwy | Klamath Falls | OR | 97601 | Klamath | WECC | PACW | PacifiCorp - West | Solar | Solar Photovoltaic | 1 | PV1 | 2.3 | 2.3 | 2.3 | NR | IPP Non-CHP | 12 | Q
68980 | WECC | Gonzaga Ridge Battery Facility | 67196 | Gonzaga Ridge Battery Facility, LLC | 37.0658 | -121.1929 | 1400 Dinosaur Point Road | Hollister | CA | 95023 | Merced | WECC | CISO | California Independent System Operator | Battery | Batteries | 1 | GRBF | 51.8 | 51.8 | 51.8 | NR | IPP Non-CHP | 69 | Q | [7 empty] | 200 | 51.8 | 51.8 | LIB
68981 | WECC | Gonzaga Ridge Wind Farm | 67197 | Gonzaga Ridge Wind Farm, LLC | 37.0658 | -121.1294 | 1400 Dinosaur Point Road | Hollister | CA | 95023 | Merced | WECC | CISO | California Independent System Operator | Wind | Onshore Wind Turbine | 3 | GRWF1; GRWF2; GRWF3 | 132.8 | 132.8 | 132.8 | NR | IPP Non-CHP | 69 | Q
68982 | WECC | Singing Grass Wind | 15466 | Public Service Co of Colorado | 39.2011 | -102.8576 | 11101 State Hwy 59 | Seibert | CO | 80838 | Kit Carson | WECC | PSCO | Public Service Company of Colorado | Wind | Onshore Wind Turbine | 1 | SGG01 | 603 | 600 | 600 | RE | Electric Utility | 345 | I
68984 | WECC | Radial Harris Ag 3 | 67199 | Radial Harris Ag 3, LLC | 37.345 | -120.301 | 24601 West Oakland Ave | Coalinga | CA | 93210 | Fresno | WECC | CISO | California Independent System Operator | Solar | Solar Photovoltaic | 1 | HAR3 | 1.1 | 1.1 | 1.1 | NR | IPP Non-CHP | 1 | Q
68985 | WECC | RP Farmers Coop 1 | 67200 | RP Farmers Coop 1, LLC | 36.248 | -120.23 | 24553 W Dorris Ave | Coalinga | CA | 93210 | Fresno | WECC | CISO | California Independent System Operator | Solar | Solar Photovoltaic | 1 | FARM1 | 1.1 | 1.1 | 1.1 | NR | IPP Non-CHP | 1 | Q
68986 | WECC | Radial O'Neil Rooftop | 67201 | Radial O'Neil Rooftop, LLC | 36.341 | -120.238 | 24601 West Oakland Ave | Coalinga | CA | 93210 | Fresno | WECC | CISO | California Independent System Operator | Solar | Solar Photovoltaic | 1 | OROOF | 1.1 | 1.1 | 1.1 | NR | IPP Non-CHP | 1 | Q
68987 | WECC | Radial O'Neil Tracker 1 | 67203 | Radial O'Neil Tracker 1, LLC | 36.612 | -119.473 | 24601 West Oakland Ave | Coalinga | CA | 93210 | Fresno | WECC | CISO | California Independent System Operator | Solar | Solar Photovoltaic | 1 | OTRK1 | 1.1 | 1.1 | 1.1 | NR | IPP Non-CHP | 1 | Q
68988 | MISO | Sherco LDES | 13781 | Northern States Power Co - Minnesota | 45.375 | -93.8972 | 13999 Industrial Blvd | Becker | MN | 55308 | Sherburne | MRO | MISO | Midcontinent Independent Transmission System Operator, Inc.. | Battery | Batteries | 1 | SHB01 | 10 | 10 | 10 | RE | Electric Utility | 34.5 | I | [7 empty] | 1000 | 16 | 10 | MAB
68989 | PJM | Chaberton Solar Lime Kiln | 65539 | Pivot Energy | 39.1494 | -76.9316 | 11959 Lime Kiln Road | Fulton | MD | 20759 | Howard | RFC | PJM | PJM Interconnection, LLC | Solar | Solar Photovoltaic | 1 | CHLI | 2 | 2 | 2 | NR | IPP Non-CHP | 13.2 | Q
68990 | PJM | Chaberton Solar Matterhorn | 65539 | Pivot Energy | 39.3496 | -76.8585 | 2938 Hernwood Rd. | Woodstock | MD | 21163 | Baltimore | RFC | PJM | PJM Interconnection, LLC | Solar | Solar Photovoltaic | 1 | CHMA | 2 | 2 | 2 | NR | IPP Non-CHP | 13.2 | Q
68991 | WECC | Pivot Solar 32 | 65539 | Pivot Energy | 40.2748 | -103.6344 | 18542 Co Rd 27 | Brush | CO | 80723 | Morgan | WECC | WACM | Western Area Power Administration - Rocky Mountain Region | Solar | Solar Photovoltaic | 1 | PI32 | 5 | 5 | 5 | NR | IPP Non-CHP | 13.2 | Q
68992 | PJM | TPE MD HO93 | 65539 | Pivot Energy | 39.1856 | -76.9238 | 6838 Guilford Road | Clarksville | MD | 21029 | Howard | RFC | PJM | PJM Interconnection, LLC | Solar | Solar Photovoltaic | 1 | TP93 | 2 | 2 | 2 | NR | IPP Non-CHP | 13.2 | Q
68993 | PJM | MPG Solar | 67181 | MPG Solar, LLC | 41.0606 | -78.0419 | TBD | Moshannon | PA | 16859 | York | RFC | PJM | PJM Interconnection, LLC | Solar | Solar Photovoltaic | 1 | ENX40 | 162 | 162 | 162 | NR | IPP Non-CHP | 230 | Q | aps, MILESBUR230 KV T81, 5021382
68994 | WECC | Radial Harris Ag 1 | 67204 | Radial Harris Ag 1 LLC | 37.361 | -120.238 | 24601 West Oakland Ave | Coalinga | CA | 93210 | Fresno | WECC | CISO | California Independent System Operator | Solar | Solar Photovoltaic | 1 | HAR1 | 1.1 | 1.1 | 1.1 | NR | IPP Non-CHP | 1 | Q
68995 | PJM | Dover Solar (PA) | 67205 | Dover Solar, LLC (PA) | 40.0117 | -76.8234 | TBD | Dover | PA | 44804 | York | RFC | PJM | PJM Interconnection, LLC | Solar | Solar Photovoltaic | 1 | ENX38 | 75 | 75 | 75 | NR | IPP Non-CHP | 230 | Q | METED, JACK ME 115kV 1B BAN, 49439
68996 | MISO | Ohio Solar LLC | 67206 | Ohio Solar, LLC | 41.5639 | -89.4941 | 18889 2850 N Ave | Ohio | IL | 61349 | Bureau | MRO | MISO | Midcontinent Independent Transmission System Operator, Inc.. | Solar | Solar Photovoltaic | 1 | 1 | 5 | 5 | 4.8 | NR | IPP Non-CHP | 34.5 | Q
68997 | WECC | Thermo Fisher Pleasanton | 67207 | TotalEnergies Renewables USA LLC | 37.6452 | -121.8842 | 6001 Sunol Blvd | Pleasanton | CA | 94566 | Alameda | WECC | CISO | California Independent System Operator | Mixed | Batteries; Solar Photovoltaic | 2 | TFPBA; TFPPV | 2.6 | 2.6 | 1.9 | NR | Industrial Non-CHP | 25 | Q
69005 | PJM | Chaberton Solar Greyrock | 65539 | Pivot Energy | 38.3896 | -75.4181 | 7235 Sixty Foot Rd | Pittsville | MD | 21850 | Wicomico | RFC | PJM | PJM Interconnection, LLC | Solar | Solar Photovoltaic | 1 | CHGR | 2 | 2 | 2 | NR | IPP Non-CHP | 24.9 | Q
69006 | MISO | St. Clair Solar 5 | 65539 | Pivot Energy | 38.5873 | -89.8098 | 10057 State Rte 4 | Lebanon | IL | 62254 | St Clair | SERC | MISO | Midcontinent Independent Transmission System Operator, Inc.. | Solar | Solar Photovoltaic | 1 | STC5 | 5 | 5 | 5 | NR | IPP Non-CHP | 12.47 | Q
69007 | PJM | TPE MD GA137 | 65539 | Pivot Energy | 39.3791 | -79.3678 | 1386 Smouse Road | Oakland | MD | 21550 | Garrett | RFC | PJM | PJM Interconnection, LLC | Solar | Solar Photovoltaic | 1 | T137 | 2 | 2 | 2 | NR | IPP Non-CHP | 12.47 | Q
69008 | PJM | TPE MD GA140 | 65539 | Pivot Energy | 39.3869 | -79.3875 | 600-620 Norris Welch Road | Oakland | MD | 21550 | Garrett | RFC | PJM | PJM Interconnection, LLC | Solar | Solar Photovoltaic | 1 | T140 | 2 | 2 | 2 | NR | IPP Non-CHP | 12.47 | Q
69009 | SPP | Madison Solar (NE) | 67213 | MMPS1, LLC | 41.8477 | -97.4452 | 1803 N Main St | Madison | NE | 68748 | Madison | MRO | SWPP | Southwest Power Pool | Solar | Solar Photovoltaic | 1 | S-1 | 2 | 2 | 2 | NR | IPP Non-CHP | 12.47 | Q
69015 | MISO | Bureau Solar 1 | 65539 | Pivot Energy | 41.4423 | -89.4859 | 19166 2050 North Ave | Princeton | IL | 61356 | Bureau | SERC | MISO | Midcontinent Independent Transmission System Operator, Inc.. | Solar | Solar Photovoltaic | 1 | BUR1 | 5 | 5 | 5 | NR | IPP Non-CHP | 34.5 | Q
69016 | WECC | Pivot Solar 34 | 65539 | Pivot Energy | 40.0822 | -105.1669 | 5980 N 79th St. | Longmont | CO | 80503 | Boulder | WECC | WACM | Western Area Power Administration - Rocky Mountain Region | Solar | Solar Photovoltaic | 1 | PI34 | 4.5 | 4.5 | 4.5 | NR | IPP Non-CHP | 13.2 | Q
69017 | WECC | Pivot Solar 52 | 65539 | Pivot Energy | 40.2728 | -103.6341 | 27474 CO RD T | Brush | CO | 80723 | Morgan | WECC | WACM | Western Area Power Administration - Rocky Mountain Region | Solar | Solar Photovoltaic | 1 | PI52 | 3.7 | 3.65 | 3.65 | NR | IPP Non-CHP | 13.2 | Q
69020 | WECC | Waterford Solar, LLC CSG | 67212 | Waterford Solar LLC | 45.0612 | -123.5538 | 8700 Fort Hill Rd, | Willamina | OR | 97396 | Polk | WECC | PGE | Portland General Electric Company | Solar | Solar Photovoltaic | 1 | WATER | 2.6 | 2.6 | 2.6 | NR | IPP Non-CHP | 12.47 | Q
69021 | MISO | Rustic Hills Solar I | 66571 | Clenera DevCo LLC | 37.9671 | -87.3074 | SR-61 & Addington Rd, | Boonville | IN | 47601 | Warrick | MRO | MISO | Midcontinent Independent Transmission System Operator, Inc.. | Solar | Solar Photovoltaic | 1 | RH1PV | 100 | 100 | 100 | NR | IPP Non-CHP | 138 | Q
69022 | MISO | Rustic Hills Solar II LLC | 66571 | Clenera DevCo LLC | 37.9743 | -87.322 | SR-61 & Addington Rd | Boonville | IN | 47601 | Warrick | MRO | MISO | Midcontinent Independent Transmission System Operator, Inc.. | Solar | Solar Photovoltaic | 1 | RH2PV | 100 | 100 | 100 | NR | IPP Non-CHP |  | Q
69024 | WECC | Glenarm BESS Plant | 67223 | Glenarm BESS LLC | 34.1274 | -118.1477 | 72 E Glenarm Street | Pasadena | CA | 91106 | Los Angeles | WECC | CISO | California Independent System Operator | Battery | Batteries | 1 | GLNB1 | 25 | 25 | 25 | RE | Electric Utility | 34.5 | M | [7 empty] | 100 | 25 | 25 | LIB
69028 | PJM | Buckeye Solar | 58468 | Dominion Renewable Energy | 39.6 | -83.156 | 11524 US-22 | Williamsport | OH | 41643 | Pickaway | RFC | PJM | PJM Interconnection, LLC | Solar | Solar Photovoltaic | 1 | BUCKE | 100 | 100 | 100 | NR | IPP Non-CHP | 69 | I
69029 | PJM | Pickaway Solar | 58468 | Dominion Renewable Energy | 39.56 | -83.176 | 11524 US-22 | Williamsport | OH | 41643 | Pickaway | RFC | PJM | PJM Interconnection, LLC | Solar | Solar Photovoltaic | 1 | PICKA | 100 | 100 | 100 | NR | IPP Non-CHP | 69 | I
69030 | WECC | North Johnson Energy Center | 20323 | Wellhead Services, Inc | 32.7961 | -116.9721 | 222 North Johnson Ave | El Cajon | CA | 92020 | San Diego | WECC | CISO | California Independent System Operator | Battery | Batteries | 1 | BESS1 | 50 | 50 | 50 | NR | Industrial Non-CHP | 69 | Q | [7 empty] | 219 | 50 | 50 | LIB
69031 | PJM | Nuby Run Solar, LLC | 65677 | Dimension Energy LLC | 36.8844 | -76.6912 | 18716 Orbit Road | Windsor | VA | 23487 | Isle of Wight | SERC | PJM | PJM Interconnection, LLC | Solar | Solar Photovoltaic | 1 | NBYRN | 2 | 2 | 2 | NR | IPP Non-CHP | 34.5 | Q
69032 | MISO | LaSalle Solar 6 | 65539 | Pivot Energy | 41.4178 | -88.8375 | 3317 IL-23 | Ottawa | IL | 61350 | Lasalle | RFC | MISO | Midcontinent Independent Transmission System Operator, Inc.. | Solar | Solar Photovoltaic | 1 | LAS6 | 3.6 | 3.6 | 3.6 | NR | IPP Non-CHP | 12.47 | Q
69033 | MISO | Peoria Solar 3 | 65539 | Pivot Energy | 40.812 | -89.6996 | Grange Hall Rd | Dunlap | IL | 61525 | Peoria | SERC | MISO | Midcontinent Independent Transmission System Operator, Inc.. | Solar | Solar Photovoltaic | 1 | PEO3 | 4.9 | 4.9 | 4.9 | NR | IPP Non-CHP | 13.2 | Q
69034 | MISO | Pivot Energy Minnesota Solar 2 | 65539 | Pivot Energy | 44.9351 | -95.1991 | 11354 195th Ave SW | Prinsburg | MN | 56281 | Kandiyohi | MRO | MISO | Midcontinent Independent Transmission System Operator, Inc.. | Solar | Solar Photovoltaic | 1 | PMI2 | 1 | 1 | 1 | NR | IPP Non-CHP | 23.9 | Q
69035 | WECC | Pivot Solar 36 | 65539 | Pivot Energy | 40.3461 | -104.7314 | 23896 County Road 35 | La Salle | CO | 80645 | Weld | WECC | WACM | Western Area Power Administration - Rocky Mountain Region | Solar | Solar Photovoltaic | 1 | PI36 | 5 | 5 | 5 | NR | IPP Non-CHP | 12.47 | Q
69036 | SPP | Chanute Solar | 22500 | Evergy Kansas Central, Inc | 37.637 | -95.468 | TBD | Chanute | KS | 66720 | Neosho | MRO | SWPP | Southwest Power Pool | Solar | Solar Photovoltaic | 1 | CHANS | 6 | 6 | 6 | RE | Electric Utility | 12.47 | I
69037 | SPP | Riley III - Site 6 Community Solar | 60584 | Onyx Asset Services Group | 39.0829 | -96.8228 | Montieth Rd, | Fort Riley | KS | 66442 | Riley | MRO | SWPP | Southwest Power Pool | Solar | Solar Photovoltaic | 1 | 10651 | 2.1 | 2.1 | 2.1 | NR | IPP Non-CHP | 12.47 | Q
69038 | SPP | Riley III - Site 12 Community Solar | 60584 | Onyx Asset Services Group | 39.0865 | -96.7994 | Smokey Hill Loop, | Fort Riley | KS | 66442 | Riley | MRO | SWPP | Southwest Power Pool | Solar | Solar Photovoltaic | 1 | 10638 | 1 | 1 | 1 | NR | IPP Non-CHP | 12.47 | Q
69039 | WECC | Sutter Home Winery Westside | 67006 | REC SHW, LLC | 38.1521 | -121.4022 | 18667 N Jacob Brack Road | Lodi | CA | 95242 | San Joaquin | WECC | CISO | California Independent System Operator | Solar | Solar Photovoltaic | 1 | SHWST | 2.3 | 2.3 | 2.3 | NR | IPP Non-CHP | 12.47 | Q
69040 | WECC | Arroyo Solar | 15466 | Public Service Co of Colorado | 38.1617 | -104.5488 | 3583 Doyle Road | Avondale | CO | 81006 | Pueblo | WECC | PSCO | Public Service Company of Colorado | Solar | Solar Photovoltaic | 1 | ARY1 | 335 | 335 | 335 | RE | Electric Utility | 230 | I
69041 | WECC | Iron Springs BESS | 67231 | Iron Springs BESS, LLC | 37.7289 | -113.1498 | 2431 North 4500 West | Cedar City | UT | 84721 | Iron | WECC | PACE | PacifiCorp - East | Battery | Batteries | 1 | ISBA | 80 | 80 | 80 | NR | IPP Non-CHP | 138 | Q | [7 empty] | 80 | 80 | 80 | LIB
69042 | WECC | Kit Carson Co-Op | 67232 | Solar DG NM Amalia, LLC | 36.9699 | -105.4369 | 211 Ventero Rd, | Amalia | NM | 87512 | Taos | WECC | PNM | Public Service Company of New Mexico | Mixed | Solar Photovoltaic; Batteries | 2 | AM-PV; AMBES | 23.7 | 23.7 | 23.7 | NR | IPP Non-CHP | 24.9 | Q | [7 empty] | 25.9 | 13.5 | 13.5 | LIB
69043 | MISO | Big Creek Solar (IL) | 67229 | Big Creek Solar (IL), LLC | 39.0709 | -90.1398 | 232 Miles Station Rd | Brighton | IL | 62012 | Macoupin | MRO | MISO | Midcontinent Independent Transmission System Operator, Inc.. | Solar | Solar Photovoltaic | 1 | BC25 | 5 | 5 | 5 | NR | IPP Non-CHP | 12.47 | Q
69046 | PJM | Grant | 61194 | Generate Capital | 42.2528 | -88.6792 | 24704 West Grant Hwy | Marengo | IL | 60152 | McHenry | MRO | PJM | PJM Interconnection, LLC | Solar | Solar Photovoltaic | 1 | 11131 | 2 | 2 | 2 | NR | IPP Non-CHP | 12.47 | Q
69048 | MISO | MN CSG 2019-113 | 67216 | MN CSG 2019-113 LLC | 44.9834 | -95.7118 | TBD | Montevideo | MN | 56265 | Chippewa | MRO | MISO | Midcontinent Independent Transmission System Operator, Inc.. | Solar | Solar Photovoltaic | 1 | ENEV | 1 | 1 | 1 | NR | IPP Non-CHP | 12.47 | Q
69049 | PJM | MD - WL Gore - Appleton | 67214 | Solar DG MD Appleton, LLC | 39.6435 | -75.8056 | 100 Airport Road | Elkton | MD | 21021 | Cecil | RFC | PJM | PJM Interconnection, LLC | Solar | Solar Photovoltaic | 1 | APPLE | 1.1 | 1.1 | 1.1 | NR | IPP Non-CHP | 36.6 | Q
69050 | PJM | MD - WL Gore - Cherry Hill | 67215 | Solar DG MD Cherry Hill, LLC | 39.6704 | -75.8581 | 2401 Singerly Road | Elkton | MD | 21921 | Cecil | RFC | PJM | PJM Interconnection, LLC | Solar | Solar Photovoltaic | 1 | CHRRY | 4 | 2 | 2 | NR | IPP Non-CHP | 38 | Q
69051 | PJM | Chaberton Solar Blackburn | 65539 | Pivot Energy | 39.0662 | -75.4778 | East Drive | Magnolia | DE | 19962 | Kent | RFC | PJM | PJM Interconnection, LLC | Solar | Solar Photovoltaic | 1 | CHBL | 3 | 3 | 3 | NR | IPP Non-CHP | 24.94 | Q
69052 | PJM | MDD109-NCBP BLDG 11-Manekin | 65539 | Pivot Energy | 38.8739 | -76.7342 | 15830 Queens Court | Upper Marlboro | MD | 20774 | Prince Georges | RFC | PJM | PJM Interconnection, LLC | Solar | Solar Photovoltaic | 1 | MD11 | 2.4 | 2.4 | 2.4 | NR | IPP Non-CHP | 0.48 | Q
69053 | MISO | ILL060-Sangamon-Atchison | 65539 | Pivot Energy | 39.8499 | -89.2999 | 18650 Borden Road | Illiopolis | IL | 62539 | Sangamon | SERC | MISO | Midcontinent Independent Transmission System Operator, Inc.. | Solar | Solar Photovoltaic | 1 | IL60 | 2 | 2 | 2 | NR | IPP Non-CHP | 12.47 | Q
69054 | WECC | ATLAS II | 67217 | ATLAS Solar II, LLC | 33.5829 | -113.5769 | 45000 Sore Finger Rd | Salome | AZ | 85325 | La Paz | WECC | CISO | California Independent System Operator | Solar | Solar Photovoltaic | 1 | ALT2 | 100 | 100 | 100 | NR | IPP Non-CHP | 500 | Q
69055 | WECC | ATLAS SOLAR IV | 67218 | ATLAS SOLAR IV, LLC | 33.5829 | -113.5769 | 45000 Sore Finger Rd, | Salome | AZ | 85325 | La Paz | WECC | CISO | California Independent System Operator | Solar | Solar Photovoltaic | 1 | ALTS4 | 300 | 300 | 300 | NR | IPP Non-CHP | 500 | Q
69056 | WECC | CO Bar Solar and BESS | 66571 | Clenera DevCo LLC | 35.6366 | -111.8834 | 5 CO BAR RANCH RD, | Flagstaff | AZ | 86001 | Coconino | WECC | AZPS | Arizona Public Service Company | Mixed | Batteries; Solar Photovoltaic | 2 | CBBA; CBPV | 800 | 800 | 800 | NR | IPP Non-CHP | 500 | Q | [7 empty] | 1600 | 400 | 400 | LIB
69057 | WECC | CO Bar D Solar and BESS | 66571 | Clenera DevCo LLC | 35.6366 | -111.8834 | 5 CO BAR RANCH RD, | Flagstaff | AZ | 86001 | Coconino | WECC | AZPS | Arizona Public Service Company | Mixed | Batteries; Solar Photovoltaic | 2 | CBDBA; CBDPV | 788 | 788 | 788 | NR | IPP Non-CHP | 500 | Q | [7 empty] | 1576 | 394 | 394 | LIB
69058 | WECC | CO Bar C Solar and BESS | 66571 | Clenera DevCo LLC | 35.6366 | -111.8834 | 5 CO BAR RANCH RD, | Flagstaff | AZ | 86001 | Coconino | WECC | AZPS | Arizona Public Service Company | Mixed | Batteries; Solar Photovoltaic | 2 | CBCBA; CBCPV | 412 | 412 | 412 | NR | IPP Non-CHP | 500 | Q | [7 empty] | 824 | 206 | 206 | LIB
69059 | WECC | Crimson Orchard Solar and BESS | 66571 | Clenera DevCo LLC | 43.1812 | -115.7465 | 5 CO BAR RANCH RD, | Flagstaff | AZ | 86001 | Coconino | WECC | IPCO | Idaho Power Company | Mixed | Batteries; Solar Photovoltaic | 2 | COBA; COPV | 200 | 200 | 200 | NR | IPP Non-CHP | 230 | Q | [7 empty] | 400 | 100 | 100 | LIB
69060 | WECC | Snowflake A Solar and BESS | 66571 | Clenera DevCo LLC | 34.9981 | -110.1255 | TBD | Holbrook | AZ | 86025 | Navajo | WECC | AZPS | Arizona Public Service Company | Mixed | Solar Photovoltaic; Batteries | 2 | SNFA; SNFBA | 950 | 950 | 950 | NR | IPP Non-CHP | 500 | Q | [7 empty] | 1900 | 475 | 475 | LIB
69061 | WECC | ASG-4 | 58509 | Affordable Solar Silver City, LLC | 34.6099 | -106.8156 | 500 Las Piedras | Belen | NM | 87002 | Valencia | WECC | PNM | Public Service Company of New Mexico | Solar | Solar Photovoltaic | 1 | ASG-4 | 5 | 5 | 5 | NR | IPP Non-CHP | 12.47 | Q
69062 | WECC | ASG-8 | 58509 | Affordable Solar Silver City, LLC | 34.6569 | -106.8152 | 500 Las Piedras | Belen | NM | 87002 | Valencia | WECC | PNM | Public Service Company of New Mexico | Solar | Solar Photovoltaic | 1 | ASG-8 | 5 | 5 | 5 | NR | IPP Non-CHP | 12.47 | Q
69063 | MISO | Appleseed Solar | 67237 | Appleseed Solar, LLC | 40.7055 | -86.249 | 6518 East County Road 500 Sout | Logansport | IN | 46947 | Cass | RFC | MISO | Midcontinent Independent Transmission System Operator, Inc.. | Solar | Solar Photovoltaic | 1 | APLS | 200 | 200 | 200 | NR | IPP Non-CHP | 230 | Q
69064 | PJM | NCBP TWELVE, LLC | 65539 | Pivot Energy | 38.8713 | -76.7339 | 15821 Queens Court | Upper Marlboro | MD | 20774 | Prince Georges | RFC | PJM | PJM Interconnection, LLC | Solar | Solar Photovoltaic | 1 | NC12 | 1.2 | 1.2 | 1.2 | NR | IPP Non-CHP | 0.48 | Q
69066 | MISO | Goldenrod (IL) | 61194 | Generate Capital | 41.2095 | -90.5864 | 1108 US-67 | Viola | IL | 61486 | Mercer | SERC | MISO | Midcontinent Independent Transmission System Operator, Inc.. | Solar | Solar Photovoltaic | 1 | 11132 | 5 | 5 | 5 | NR | IPP Non-CHP | 12.47 | Q
69068 | WECC | CA - Fresno, City of - SE Surface WTP | 62856 | Forefront Power, LLC | 36.75 | -119.65 | 6369 E Floradora Ave. | Fresno | CA | 93727 | Fresno | WECC | CISO | California Independent System Operator | Solar | Solar Photovoltaic | 1 | 19064 | 3 | 3 | 3 | NR | IPP Non-CHP | 21 | Q
69070 | MISO | Anacott | 61194 | Generate Capital | 39.1476 | -89.4496 | 13145 Fillmore Trail | Hillsboro | IL | 62049 | Montgomery | SERC | MISO | Midcontinent Independent Transmission System Operator, Inc.. | Solar | Solar Photovoltaic | 1 | 11134 | 5 | 5 | 5 | NR | IPP Non-CHP | 34.5 | Q
69071 | SPP | Bison Generation Station | 1307 | Basin Electric Power Coop | 48.3279 | -103.3127 | 6261 121st Ave NW | Ray | ND | 58849 | Williams | MRO | SWPP | Southwest Power Pool | Natural Gas | Natural Gas Fired Combined Cycle | 4 | CA1; CA2; CT1; CT2 | 1518 | 1458 | 1468 | RE | Electric Utility | 345 | C
69072 | WECC | Fresno-Clovis RWRF | 62856 | Forefront Power, LLC | 36.7032 | -119.8921 | 5607 West Jensen | Fresno | CA | 93706 | Fresno | WECC | CISO | California Independent System Operator | Solar | Solar Photovoltaic | 1 | 19064 | 17.3 | 14.4 | 14.4 | NR | IPP Non-CHP | 21 | Q
69077 | MISO | Lone Star Power Station | 55937 | Entergy Texas Inc. | 30.4142 | -95.0167 | 2200 Pelican Rd | Shepherd | TX | 77371 | San Jacinto | SERC | MISO | Midcontinent Independent Transmission System Operator, Inc.. | Natural Gas | Natural Gas Fired Combustion Turbine | 1 | 1A | 467.3 | 432 | 467.3 | RE | Electric Utility | 230 | I
69079 | MISO | Carpenter Wind Farm LLC | 61785 | EDP Renewables North America LLC | 40.7659 | -87.1537 | 25 E South Railroad St | Remington | IN | 47977 | Jasper | RFC | MISO | Midcontinent Independent Transmission System Operator, Inc.. | Wind | Onshore Wind Turbine | 1 | GEN01 | 200.1 | 200.1 | 200.1 | NR | IPP Non-CHP | 345 | Q
69099 | WECC | Orion - Helion | 67250 | Helion Energy, Inc. | 47.3368 | -120.1043 | 7588 Malaga Alcoa Hwy | Malaga | WA | 98828 | Chelan | WECC | CHPD | Public Utility District No. 1 of Chelan County | Other |  | 1 | HEWA1 | 50 | 50 | 50 | NR | IPP Non-CHP | 115 | Q